## Unit Price
| 1 | 2 | 3 | 4 | 5 | 6 | 7 | 8 | 9
Date | TYPE | DESCRIPTION | MAKER | Family | Series | LIST $ | DISCOUNT | COST | UNIT
NA | 1 | value of 1 | WY | Wilson | None | 1 | 1 | 1 | PC
NA | 100 | Lump Sum (100) | WY | Wilson | None | 100 | 1 | 100 | SET
2026-03-25 | 29450 | Auxiliary contacts, OF or CAM (early-make or break) | SCHNEIDER | ISOLATOR | Compact | 243 | 0.27677 | 67.2562 | PC
2026-03-25 | 42878 | Key only, keylock adapter not included | SCHNEIDER | MCCB | CVS | 1128 | 0.27677 | 312.2016 | PC
2026-03-25 | 47926 | Mechanical Interlocking for source changeover (MVS ACB) | SCHNEIDER | ACB | MVS | 4078 | 0.30541 | 3340 | PC |  | 1.32
2026-03-25 | 48503 | Undervoltage Release, MN (Drawout) - 380-480 V AC | SCHNEIDER | ACB | MVS | 1214 | 0.30541 | 370.7677 | PC
2026-03-25 | 48527 | Gear Motor, MCH (Drawout) 200-240V | SCHNEIDER | ACB | MVS | 8315 | 0.30541 | 2539.4842 | PC
2026-03-25 | 48549 | OFF position locking, By Ronis keylocks - 1 lock with 1 key + adaption kit | SCHNEIDER | ACB | MVS | 1691 | 0.30541 | 516.4483 | PC
2026-03-25 | 48550 | OFF position locking, By Ronis keylocks - 2 lock with 1 key + adaption kit | SCHNEIDER | ACB | MVS | 3639 | 0.30541 | 1111.387 | PC
2026-03-25 | 48609 | Mechanical Interlocking for 3 units of fixed/ drawout type ACB - By flexible link - 2 Normal source + 1 coupler | SCHNEIDER | ACB | MVS | 15906 | 0.30541 | 4857.8515 | PC
2023-05-24 | 005kvar 7% Reactor, ALU-QPS | 5kvar 7%, Class H Reactor, Aluminium Winding | QPS | Reactor | None | 203 | 1 | 203 | PC
2023-08-18 | 005kvar 7% Reactor, CU-QPS | 5kvar 7%, Class H Reactor, Copper Winding | QPS | Reactor | None | 331.38 | 1 | 331.38 | PC
2023-05-24 | 010kvar 7% Reactor, ALU-QPS | 10kvar 7%, Class H Reactor, Aluminium Winding | QPS | Reactor | None | 235 | 1 | 235 | PC
2023-08-18 | 010kvar 7% Reactor, CU-QPS | 10kvar 7%, Class H Reactor, Copper Winding | QPS | Reactor | None | 483.23 | 1 | 483.23 | PC
2023-05-24 | 015kvar 7% Reactor, ALU-QPS | 15kvar 7%, Class H Reactor, Aluminium Winding | QPS | Reactor | None | 288 | 1 | 288 | PC
2023-08-18 | 015kvar 7% Reactor, CU-QPS | 15kvar 7%, Class H Reactor, Copper Winding | QPS | Reactor | None | 579.1 | 1 | 579.1 | PC
2023-05-24 | 020kvar 7% Reactor, ALU-QPS | 20kvar 7%, Class H Reactor, Aluminium Winding | QPS | Reactor | None | 324 | 1 | 324 | PC
2023-08-18 | 020kvar 7% Reactor, CU-QPS | 20kvar 7%, Class H Reactor, Copper Winding | QPS | Reactor | None | 639.99 | 1 | 639.99 | PC
2023-05-24 | 025kvar 7% Reactor, ALU-QPS | 25kvar 7%, Class H Reactor, Aluminium Winding | QPS | Reactor | None | 385 | 1 | 385 | PC
2023-08-18 | 025kvar 7% Reactor, CU-QPS | 25kvar 7%, Class H Reactor, Copper Winding | QPS | Reactor | None | 860.23 | 1 | 860.23 | PC
2023-05-24 | 030kvar 7% Reactor, ALU-QPS | 30kvar 7%, Class H Reactor, Aluminium Winding | QPS | Reactor | None | 408 | 1 | 408 | PC
2023-08-18 | 030kvar 7% Reactor, CU-QPS | 30kvar 7%, Class H Reactor, Copper Winding | QPS | Reactor | None | 900.4 | 1 | 900.4 | PC
2023-05-24 | 040kvar 7% Reactor, ALU-QPS | 40kvar 7%, Class H Reactor, Aluminium Winding | QPS | Reactor | None | 483 | 1 | 483 | PC
2023-08-18 | 040kvar 7% Reactor, CU-QPS | 40kvar 7%, Class H Reactor, Copper Winding | QPS | Reactor | None | 998.86 | 1 | 998.86 | PC
2023-05-24 | 050kvar 7% Reactor, ALU-QPS | 50kvar 7%, Class H Reactor, Aluminium Winding | QPS | Reactor | None | 511 | 1 | 511 | PC
2023-08-18 | 050kvar 7% Reactor, CU-QPS | 50kvar 7%, Class H Reactor, Copper Winding | QPS | Reactor | None | 1147.84 | 1 | 1147.84 | PC
2023-05-24 | 060kvar 7% Reactor, ALU-QPS | 60kvar 7%, Class H Reactor, Aluminium Winding | QPS | Reactor | None | 613 | 1 | 613 | PC
2023-08-18 | 060kvar 7% Reactor, CU-QPS | 60kvar 7%, Class H Reactor, Copper Winding | QPS | Reactor | None | 1309.79 | 1 | 1309.79 | PC
2023-05-24 | 070kvar 7% Reactor, ALU-QPS | 70kvar 7%, Class H Reactor, Aluminium Winding | QPS | Reactor | None | 806 | 1 | 806 | PC
2023-08-18 | 070kvar 7% Reactor, CU-QPS | 70kvar 7%, Class H Reactor, Copper Winding | QPS | Reactor | None | 1564.19 | 1 | 1564.19 | PC
2023-05-24 | 075kvar 7% Reactor, ALU-QPS | 75kvar 7%, Class H Reactor, Aluminium Winding | QPS | Reactor | None | 806 | 1 | 806 | PC
2023-08-18 | 075kvar 7% Reactor, CU-QPS | 75kvar 7%, Class H Reactor, Copper Winding | QPS | Reactor | None | 1564.19 | 1 | 1564.19 | PC
2023-05-24 | 080kvar 7% Reactor, ALU-QPS | 80kvar 7%, Class H Reactor, Aluminium Winding | QPS | Reactor | None | 826 | 1 | 826 | PC
2023-08-18 | 080kvar 7% Reactor, CU-QPS | 80kvar 7%, Class H Reactor, Copper Winding | QPS | Reactor | None | 1746.38 | 1 | 1746.38 | PC
2025-07-10 | 1.5A 24VDC | 24VDC Power Supply | MEAN WELL | DC Supply | None | 70 | 1 | 70 | PC
2025-07-04 | 1.5mm2 Cu/XLPE/LSOH 600/1000V | 1.5mm2 Cu/XLPE/LSOH 600/1000V | UC | Cable | None | 1.52 | 1 | 1.52 | M
2021-04-12 | 1.5mm2 PVC | CONTROL CABLE | UC | Cable | None | 1 | 1 | 1 | M
2021-04-12 | 1.5mm2/2.5mm2 PVC | Power Cable | UC | Cable | None | 2 | 1 | 2 | M
2025-01-15 | 100A FUSE CASING + FUSE LINK | PLK HRC FUSE (100A SP) | PLK | Fuse | none | 109 | 1 | 109 | PC
2023-07-21 | 100kVAR 7% Reactor, ALU | 100kVAR 7% Reactor, Aluminium Winding | ESTA | Reactor | ESTA | 1037.1 | 1 | 1037.1 | PC
2023-05-24 | 100kvar 7% Reactor, ALU-MH | 100kvar 7% Reactor, Aluminium Winding | Mun Hean | Reactor | None | 3970 | 0.57712 | 2291.1863 | PC
2023-05-24 | 100kvar 7% Reactor, ALU-QPS | 100kvar 7%, Class H Reactor, Aluminium Winding | QPS | Reactor | None | 1164 | 1 | 1164 | PC
2023-07-21 | 100kVAR 7% Reactor, CU | 100kVAR 7% Reactor, Copper Winding | ESTA | Reactor | ESTA | 1751.6 | 1 | 1751.6 | PC
2023-05-24 | 100kvar 7% Reactor, CU-MH | 100kvar 7% Reactor, Copper Winding | Mun Hean | Reactor | none | 5399 | 0.57712 | 3115.8979 | PC
2023-08-18 | 100kvar 7% Reactor, CU-QPS | 100kvar 7%, Class H Reactor, Copper Winding | QPS | Reactor | None | 2664.91 | 1 | 2664.91 | PC
2025-07-31 | 10A PHOTOCELL | 10A PHOTOCELL | SELCON | PHOTOCELL | None | 29 | 1 | 29 | PC
2023-07-21 | 10kVAR 7% Reactor, ALU | 10kVAR 7% Reactor, Aluminium Winding | ESTA | Reactor | ESTA | 272.2 | 1 | 272.2 | PC
2023-05-24 | 10kvar 7% Reactor, ALU-MH | 10kvar 7% Reactor, Aluminium Winding | Mun Hean | Reactor | None | 826 | 0.57712 | 476.7052 | PC
2023-07-21 | 10kVAR 7% Reactor, CU | 10kVAR 7% Reactor, Copper Winding | ESTA | Reactor | ESTA | 459.7 | 1 | 459.7 | PC
2023-05-24 | 10kvar 7% Reactor, CU-MH | 10kvar 7% Reactor, Copper Winding | Mun Hean | Reactor | none | 1461 | 0.57712 | 843.1796 | PC
2025-07-04 | 10mm2 Cu/XLPE/LSOH 600/1000V | 10mm2 Cu/XLPE/LSOH 600/1000V | UC | Cable | None | 6.38 | 1 | 6.38 | M
2021-04-12 | 10mm2 PVC | 10MM SQ PVC CABLE (40A) | UC | Cable | None | 6 | 1 | 6 | M
2021-04-12 | 10mm2 PVC/PVC | 10MM SQ PVC / PVC CABLE | UC | Cable | None | 6.6 | 1 | 6.6 | M
2020-03-21 | 110kW A/T 3T | 110kW A/T (Three Tapping) | QPS | A/T | None | 1025 | 1 | 1025 | PC
2024-06-13 | 11kW A/T 3T | 11kW A/T (Three Tapping) | QPS | A/T | None | 314.6 | 1 | 314.6 | PC
2023-07-21 | 120kVAR 7% Reactor, ALU | 120kVAR 7% Reactor, Aluminium Winding | ESTA | Reactor | ESTA | 1178.6 | 1 | 1178.6 | PC
2023-05-24 | 120kvar 7% Reactor, ALU-MH | 120kvar 7% Reactor, Aluminium Winding | Mun Hean | Reactor | None | 4195 | 0.57712 | 2421.0394 | PC
2023-05-24 | 120kvar 7% Reactor, ALU-QPS | 120kvar 7%, Class H Reactor, Aluminium Winding | QPS | Reactor | None | 1046 | 1 | 1046 | PC
2023-07-21 | 120kVAR 7% Reactor, CU | 120kVAR 7% Reactor, Copper Winding | ESTA | Reactor | ESTA | 1990.5 | 1 | 1990.5 | PC
2023-05-24 | 120kvar 7% Reactor, CU-MH | 120kvar 7% Reactor, Copper Winding | Mun Hean | Reactor | none | 6114 | 0.57712 | 3528.5422 | PC
2023-08-18 | 120kvar 7% Reactor, CU-QPS | 120kvar 7%, Class H Reactor, Copper Winding | QPS | Reactor | None | 2180.38 | 1 | 2180.38 | PC
2020-06-11 | 125kW A/T 3T | 125kW A/T (Three Tapping), Aluminium | QPS | A/T | none | 1211 | 1 | 1211 | PC
2023-01-17 | 140kW A/T 3T | 140kW A/T (Three Tapping) | QPS | A/T | None | 1948.04 | 1 | 1948.04 | PC
2023-07-21 | 150kVAR 7% Reactor, ALU | 150kVAR 7% Reactor, Aluminium Winding | ESTA | Reactor | ESTA | 1398.6 | 1 | 1398.6 | PC
2023-05-24 | 150kvar 7% Reactor, ALU-QPS | 150kvar 7%, Class H Reactor, Aluminium Winding | QPS | Reactor | None | 1311 | 1 | 1311 | PC
2023-07-21 | 150kVAR 7% Reactor, CU | 150kVAR 7% Reactor, Copper Winding | ESTA | Reactor | ESTA | 1990.5 | 1 | 1990.5 | PC
2023-08-18 | 150kvar 7% Reactor, CU-QPS | 150kvar 7%, Class H Reactor, Copper Winding | QPS | Reactor | None | 2997.46 | 1 | 2997.46 | PC
2023-07-21 | 15kVAR 7% Reactor, ALU | 15kVAR 7% Reactor, Aluminium Winding | ESTA | Reactor | ESTA | 313.3 | 1 | 313.3 | PC
2023-05-24 | 15kvar 7% Reactor, ALU-MH | 15kvar 7% Reactor, Aluminium Winding | Mun Hean | Reactor | None | 1096 | 0.57712 | 632.529 | PC
2023-07-21 | 15kVAR 7% Reactor, CU | 15kVAR 7% Reactor, Copper Winding | ESTA | Reactor | ESTA | 529.2 | 1 | 529.2 | PC
2023-05-24 | 15kvar 7% Reactor, CU-MH | 15kvar 7% Reactor, Copper Winding | Mun Hean | Reactor | none | 1715 | 0.57712 | 989.7694 | PC
2024-02-06 | 15kW A/T 1T | 15kW A/T (Single Tapping) | QPS | A/T | None | 362.49 | 1 | 362.49 | PC
2023-07-21 | 160kVAR 7% Reactor, ALU | 160kVAR 7% Reactor, Aluminium Winding | ESTA | Reactor | ESTA | 1445.7 | 1 | 1445.7 | PC
2023-07-21 | 160kVAR 7% Reactor, CU | 160kVAR 7% Reactor, Copper Winding | ESTA | Reactor | ESTA | 2441.7 | 1 | 2441.7 | PC
2025-07-04 | 16mm2 Cu/XLPE/LSOH 600/1000V | 16mm2 Cu/XLPE/LSOH 600/1000V | UC | Cable | None | 9.64 | 1 | 9.64 | M
2021-04-12 | 16mm2 PVC | 16MM SQ PVC CABLE (60A) | UC | Cable | None | 10 | 1 | 10 | M
2021-04-12 | 16mm2 PVC/PVC | 16MM SQ PVC / PVC CABLE | UC | Cable | None | 11 | 1 | 11 | M
2020-09-28 | 170kW A/T 3T | 170kW A/T (Three Tapping) | QPS | A/T | none | 1750 | 1 | 1750 | PC
2020-09-28 | 19kW A/T 3T | 19kW A/T (Three Tapping) | QPS | A/T | none | 340 | 1 | 340 | PC
2026-06-16 | 1SVR730840R0500 | Single Phase Monitor Relay, 2 c/o contacts, 0-30s | ABB | Relay | None | 1800 | 0.3353 | 603.54 | PC
2023-07-21 | 2.5kVAR 7% Reactor, ALU | 2.5kVAR 7% Reactor, Aluminium Winding | ESTA | Reactor | ESTA | 199.4 | 1 | 199.4 | PC
2023-07-21 | 2.5kVAR 7% Reactor, CU | 2.5KVAR 7% Reactor, Copper Winding | ESTA | Reactor | ESTA | 336.8 | 1 | 336.8 | PC
2025-07-04 | 2.5mm2 Cu/XLPE/LSOH 600/1000V | 2.5mm2 Cu/XLPE/LSOH 600/1000V | UC | Cable | None | 2.04 | 1 | 2.04 | M
2023-07-21 | 200kVAR 7% Reactor, ALU | 200kVAR 7% Reactor, Aluminium Winding | ESTA | Reactor | ESTA | 1885.7 | 1 | 1885.7 | PC
2023-07-21 | 200kVAR 7% Reactor, CU | 200kVAR 7% Reactor, Copper Winding | ESTA | Reactor | ESTA | 3184.8 | 1 | 3184.8 | PC
2023-07-21 | 205 series 100kVAR | 100kVAR (4x25) 525V CAP BANK | ELCO | Cap. Bank | ELCO | 2332 | 0.3645 | 850.014 | PC
2023-07-21 | 205 series 10kVAR | 10kVAR 525V CAP BANK | ELCO | Cap. Bank | ELCO | 302 | 0.3645 | 110.079 | PC
2023-07-21 | 205 series 120kVAR | 120kVAR (4x30) 525V CAP BANK | ELCO | Cap. Bank | ELCO | 2798 | 0.3645 | 1019.871 | PC
2023-07-21 | 205 series 15kVAR | 15kVAR 525V CAP BANK | ELCO | Cap. Bank | ELCO | 362 | 0.3645 | 131.949 | PC
2023-07-21 | 205 series 20kVAR | 20kVAR 525V CAP BANK | ELCO | Cap. Bank | ELCO | 467 | 0.3645 | 170.2215 | PC
2023-07-21 | 205 series 25kVAR | 25kVAR 525V CAP BANK | ELCO | Cap. Bank | ELCO | 583 | 0.3645 | 212.5035 | PC
2023-07-21 | 205 series 30kVAR | 30KVAR 525V CAP BANK | ELCO | Cap. Bank | ELCO | 700 | 0.3645 | 255.15 | PC
2023-07-21 | 205 series 40kVAR | 40kVAR (2x20) 525V CAP BANK | ELCO | Cap. Bank | ELCO | 933 | 0.3645 | 340.0785 | PC
2023-07-21 | 205 series 50kVAR | 50kVAR (2x25) 525V CAP BANK | ELCO | Cap. Bank | ELCO | 1166 | 0.3645 | 425.007 | PC
2023-07-21 | 205 series 5kVAR | 5kVAR 525V CAP BANK | ELCO | Cap. Bank | ELCO | 178 | 0.3645 | 64.881 | PC
2023-07-21 | 205 series 60kVAR | 60kVAR (2x30) 525V CAP BANK | ELCO | Cap. Bank | ELCO | 1399 | 0.3645 | 509.9355 | PC
2023-07-21 | 205 series 75kVAR | 75kVAR (3x25) 525V CAP BANK | ELCO | Cap. Bank | ELCO | 1749 | 0.3645 | 637.5105 | PC
2023-07-21 | 205 series 80kVAR | 80kVAR (4x20) 525V CAP BANK | ELCO | Cap. Bank | ELCO | 1866 | 0.3645 | 680.157 | PC
2023-07-21 | 20kVAR 7% Reactor, ALU | 20kVAR 7% Reactor, Aluminium Winding | ESTA | Reactor | ESTA | 353.6 | 1 | 353.6 | PC
2023-05-24 | 20kvar 7% Reactor, ALU-MH | 20kvar 7% Reactor, Aluminium Winding | Mun Hean | Reactor | None | 1191 | 0.57712 | 687.3559 | PC
2023-07-21 | 20kVAR 7% Reactor, CU | 20kVAR 7% Reactor, Copper Winding | ESTA | Reactor | ESTA | 529.2 | 1 | 529.2 | PC
2023-05-24 | 20kvar 7% Reactor, CU-MH | 25kvar 7% Reactor, Copper Winding | Mun Hean | Reactor | none | 1970 | 0.57712 | 1136.9362 | PC
2024-09-04 | 22kW A/T 3T | 22kW A/T (Three Tapping) | QPS | A/T | none | 458.95 | 1 | 458.95 | PC
2024-10-28 | 240PKT25 | 25kA 1.5kV 2-Mode Class II (c/w aux contact) | Pekat | SPD | none | 118 | 1 | 118 | PC
2024-10-28 | 240PKT40 | 40kA 1.5kV 2-Mode Class II (c/w aux contact) | Pekat | SPD | none | 207 | 1 | 207 | PC
2024-10-28 | 240PKT40-K | 40kA 1.5kV 3-Mode Class II | Pekat | SPD | none | 410 | 1 | 410 | PC
2024-10-28 | 240PKT-RS | 40kA 1.5kV 2-Mode Class II | Pekat | SPD | none | 140 | 1 | 140 | PC
2025-06-16 | 253-PVEW-RRBX-C7-EC | 3 PHASE DIGITAL VOLTAGE RELAY 240V | CROMPTON | Voltage Relay | None | 1850 | 1 | 1850 | PC
2025-06-16 | 256-PAR 415V 50HZ | 415V 50HZ 3-PHASE 3-WIRE REVERSE POWER RELAY | CROMPTON | Reverse Power Relay | None | 1850 | 1 | 1850 | PC
2023-07-21 | 25kVAR 7% Reactor, ALU | 25kVAR 7% Reactor, Aluminium Winding | ESTA | Reactor | ESTA | 392.9 | 1 | 392.9 | PC
2023-05-24 | 25kvar 7% Reactor, ALU-MH | 25kvar 7% Reactor, Aluminium Winding | Mun Hean | Reactor | None | 1270 | 0.57712 | 732.9488 | PC
2023-07-21 | 25kVAR 7% Reactor, CU | 25KVAR 7% Reactor, Copper Winding | ESTA | Reactor | ESTA | 663.5 | 1 | 663.5 | PC
2023-05-24 | 25kvar 7% Reactor, CU-MH | 20kvar 7% Reactor, Copper Winding | Mun Hean | Reactor | none | 2223 | 0.57712 | 1282.9489 | PC
2025-07-04 | 25mm2 Cu/XLPE/LSOH 600/1000V | 25mm2 Cu/XLPE/LSOH 600/1000V | UC | Cable | None | 14.68 | 1 | 14.68 | M
2021-04-12 | 25mm2 PVC/PVC | 25MM SQ PVC / PVC CABLE | UC | Cable | None | 16 | 1 | 16 | M
2020-08-24 | 261kW A/T 3T | 261kW A/T (Three Tapping) | QPS | A/T | none | 3290 | 1 | 3290 | PC
2025-07-05 | 289-121 c/w 288-001 Mounting Carrier + 288-002 Mounting foot | Polarized diode module with 14 diodes + mounting carrier + mounting foot | Wago | Diode Module | None | 194 | 1 | 194 | PC
2024-08-07 | 29352 54655 29473 | Automatic Changeover (Motorised with Controller) (2 ACBs) - IVE electrical interlocking - UA, Advanced Automatic Controller | SCHNEIDER | ACB | MVS | 32930.5 | 0.27677 | 9114.3218 | PC
2024-08-07 | 29352(2nos) 54655(2nos) 29473 | Automatic Changeover (Motorised with Controller) (3 ACBs) - IVE electrical interlocking - UA, Advanced Automatic Controller | SCHNEIDER | ACB | MVS | 38831 | 0.27677 | 10747.4296 | PC
2025-07-05 | 3 phase input 380,415,440 1 output is 1PH 220Vac 1.5kVA 1 output is 1PH 24Vac 400VA | 3 phase input 380,415,440 1 output is 1PH 220Vac 1.5kVA 1 output is 1PH 24Vac 400VA | QPS | Transformer | None | 1050 | 1 | 1050 | PC
2025-07-05 | 3 phase input 415 1PH 24Vac output 1kVA | 3 phase input 415 1PH 24Vac output 1kVA | QPS | Transformer | None | 580 | 1 | 580 | PC
2025-11-27 | 3.75kW A/T 1T | 3.75KW A/T (Single Tapping) | QPS | A/T | None | 158.04 | 1 | 158.04 | PC
2023-07-21 | 30kVAR 7% Reactor, ALU | 30kVAR 7% Reactor, Aluminium Winding | ESTA | Reactor | ESTA | 455.7 | 1 | 455.7 | PC
2023-05-24 | 30kvar 7% Reactor, ALU-MH | 30kvar 7% Reactor, Aluminium Winding | Mun Hean | Reactor | None | 1430 | 0.57712 | 825.2888 | PC
2023-07-21 | 30kVAR 7% Reactor, CU | 30kVAR 7% Reactor, Copper Winding | ESTA | Reactor | ESTA | 769.7 | 1 | 769.7 | PC
2023-05-24 | 30kvar 7% Reactor, CU-MH | 30kvar 7% Reactor, Copper Winding | Mun Hean | Reactor | none | 2541 | 0.57712 | 1466.4746 | PC
2025-04-09 | 30kW A/T 3T | 30kW A/T (Three Tapping) | QPS | A/T | None | 518.18 | 1 | 518.18 | PC
2020-09-28 | 35kW A/T 3T | 35kW A/T (Three Tapping) | QPS | A/T | none | 410 | 1 | 410 | PC
2025-07-04 | 35mm2 Cu/XLPE/LSOH 600/1000V | 35mm2 Cu/XLPE/LSOH 600/1000V | UC | Cable | None | 19.83 | 1 | 19.83 | M
2021-04-12 | 35mm2 PVC | 35MM SQ PVC CABLE (100A) | UC | Cable | None | 19 | 1 | 19 | M
2021-04-12 | 35mm2 PVC/PVC | 35MM SQ PVC / PVC CABLE | UC | Cable | None | 20.9 | 1 | 20.9 | M
2025-04-09 | 37kW A/T 3T | 37kW A/T (Three Tapping) | QPS | A/T | none | 555.19 | 1 | 555.19 | PC
2019-11-06 | 3AE1185-1AE40-6KN3-Z F20+F30+F32+F34 | Vacuum Circuit-Breaker SION 3AE1 12kV 31.5kA 800A pole-center distance 210mm width across flats 310mm secondary equipment: operating cycle counter 2 position switches for signal closing spring charged closing solenoid 1st shunt release voltage of closing solenoid DC 110V coltage of 1st release DC 110V without 2nd release Circuit-Breaker on withdrawable module: on withdrawable part, with contact arms and contacts, fixed contacts and blushings, shutters, earthing switch with short-circuit making capacity voltage of drive motor AC 230V mechanical interlocking auxiliary switch 12NO+12NC breaker tripping signal secondary connection 64pole plug connector rating plate and operating instructions in english system frequency 60Hz rountine test certificate provided hand crank for circuit-breaker handle for withdrawable part handle for earthing switch | Siemens | Vacuum Circuit Breaker | none | 72293.33 | 1 | 72293.33 | PC
2019-11-06 | 3RH2911-1HA22 | Auxillary switch on the front, 2 NO + 2 NC Current path 1 NC, 1 NC, 1 NO for 3RH and 3RT screw terminal .1/.2, .1/.2, .3/.4, .3/.4 | Siemens | Contactor | none | 26.46 | 1 | 26.46 | PC
2019-11-06 | 3RT2025-1BB40 | Power Contactor, AC-3 17A 7.5kW/400 V 1 NO + 1 NC, 24 V DC, Size S0 screw terminal | Siemens | Contactor | none | 163.75 | 1 | 163.75 | PC
2019-11-06 | 3RV6011-1GA10 | Circuit breaker 6.3A A-release 4.5 … 6.3 A, N-release 82A, for motor protection, class 10, screw connection, standard switching capacity | Siemens | TOR | none | 70.23 | 1 | 70.23 | PC
2023-07-21 | 40kVAR 7% Reactor, ALU | 40kVAR 7% Reactor, Aluminium Winding | ESTA | Reactor | ESTA | 518.6 | 1 | 518.6 | PC
2023-05-24 | 40kvar 7% Reactor, ALU-MH | 40kvar 7% Reactor, Aluminium Winding | Mun Hean | Reactor | None | 1747 | 0.57712 | 1008.2374 | PC
2023-07-21 | 40kVAR 7% Reactor, CU | 40kVAR 7% Reactor, Copper Winding | ESTA | Reactor | ESTA | 875.8 | 1 | 875.8 | PC
2023-05-24 | 40kvar 7% Reactor, CU-MH | 40kvar 7% Reactor, Copper Winding | Mun Hean | Reactor | none | 2795 | 0.57712 | 1613.0644 | PC
2019-08-23 | 40kW A/T 3T | 40kW A/T (Three Tapping) | QPS | A/T | None | 535 | 1 | 535 | PC
2024-10-28 | 415PKT100 | 100kA 1.8kV 4-Model Class II (c/w aux contact) | Pekat | SPD | none | 789 | 1 | 789 | PC
2024-10-28 | 415PKT25 | 25kA 1.5kV 4-Mode Class II (c/w aux contact) | Pekat | SPD | none | 209 | 1 | 209 | PC
2024-10-28 | 415PKT40 | 40kA 1.5kV 4-Mode Class II (c/w aux contact) | Pekat | SPD | none | 340 | 1 | 340 | PC
2024-10-28 | 415PKT40-K | 40kA 1.5kV 7-Mode Class II | Pekat | SPD | none | 680 | 1 | 680 | PC
2024-10-28 | 415PKT65-385 | 65kA 1.8kV 4-Model Class II (c/w aux contact) | Pekat | SPD | none | 659 | 1 | 659 | PC
2024-10-28 | 415PKT80-K | 80kA 1.8kV 7-Mode Class II | Pekat | SPD | none | 1349 | 1 | 1349 | PC
2024-10-28 | 415PKT-RS | 40kA 1.5kV 4-Mode Class II | Pekat | SPD | none | 230 | 1 | 230 | PC
2022-10-14 | 440V 30kVAR Frako | 30KVAR 440V CAP BANK | Frako | Cap. Bank | None | 435 | 1 | 435 | PC
2022-08-04 | 440V DeltaCap MKD 10.4kVAR | 440V DeltaCap MKD 10.4kVAR | EPCOS | Cap. Bank | EPCOS | 124 | 1 | 124 | PC
2022-08-04 | 440V DeltaCap MKD 15kVAR | 440V DeltaCap MKD 15kVAR | EPCOS | Cap. Bank | EPCOS | 132 | 1 | 132 | PC
2022-08-04 | 440V DeltaCap MKD 20.8kVAR | 440V DeltaCap MKD 20.8kVAR | EPCOS | Cap. Bank | EPCOS | 183.04 | 1 | 183.04 | PC
2022-08-04 | 440V DeltaCap MKD 25kVAR | 440V DeltaCap MKD 25kVAR | EPCOS | Cap. Bank | EPCOS | 220 | 1 | 220 | PC
2022-08-04 | 440V DeltaCap MKD 30kVAR | 440V DeltaCap MKD 30kVAR | EPCOS | Cap. Bank | EPCOS | 264 | 1 | 264 | PC
2022-08-04 | 440V PhiCap MKP 2.5kVAR | 440V PhiCap MKP 2.5kVAR | EPCOS | Cap. Bank | EPCOS | 55 | 1 | 55 | PC
2022-08-04 | 440V PhiCap MKP 5kVAR | 440V PhiCap MKP 5kVAR | EPCOS | Cap. Bank | EPCOS | 65 | 1 | 65 | PC
2024-09-24 | 45Kw A/T 3T | 45Kw A/T (Three Tapping) | QPS | A/T | None | 725.44 | 1 | 725.44 | PC
2024-08-07 | 47926(2nos) 33209 | Mechanical Interlocking for 2 units of fixed/ drawout type ACB - By flexible link - ACB less than 5000A | SCHNEIDER | ACB | MVS | 8360.5 | 0.27677 | 2313.973 | PC
2025-07-04 | 4mm2 Cu/XLPE/LSOH 600/1000V | 4mm2 Cu/XLPE/LSOH 600/1000V | UC | Cable | None | 2.91 | 1 | 2.91 | M
2025-02-17 | 5.5kW A/T 1T | 5.5kW A/T (Single Tapping) | QPS | A/T | None | 170.27 | 1 | 170.27 | PC
2023-07-21 | 50kVAR 7% Reactor, ALU | 50kVAR 7% Reactor, Aluminium Winding | ESTA | Reactor | ESTA | 589.3 | 1 | 589.3 | PC
2023-05-24 | 50kvar 7% Reactor, ALU-MH | 50kvar 7% Reactor, Aluminium Winding | Mun Hean | Reactor | None | 1970 | 0.57712 | 1136.9362 | PC
2023-07-21 | 50kVAR 7% Reactor, CU | 50kVAR 7% Reactor, Copper Winding | ESTA | Reactor | ESTA | 995.2 | 1 | 995.2 | PC
2023-05-24 | 50kvar 7% Reactor, CU-MH | 50kvar 7% Reactor, Copper Winding | Mun Hean | Reactor | none | 3414 | 0.57712 | 1970.3048 | PC
2025-07-04 | 50mm2 Cu/XLPE/LSOH 600/1000V | 50mm2 Cu/XLPE/LSOH 600/1000V | UC | Cable | None | 26.67 | 1 | 26.67 | M
2021-04-12 | 50mm2 PVC | 50MM SQ PVC CABLE (125A) | UC | Cable | None | 26 | 1 | 26 | M
2022-08-04 | 525V DeltaCap MKD 10.4kVAR | 525V DeltaCap MKD 10.4kVAR | EPCOS | Cap. Bank | EPCOS | 150 | 1 | 150 | PC
2022-08-04 | 525V DeltaCap MKD 15kVAR | 525V DeltaCap MKD 16.7kVAR | EPCOS | Cap. Bank | EPCOS | 116.9 | 1 | 116.9 | PC
2022-08-04 | 525V DeltaCap MKD 20.8kVAR | 525V DeltaCap MKD 20.8kVAR | EPCOS | Cap. Bank | EPCOS | 197.6 | 1 | 197.6 | PC
2022-08-04 | 525V DeltaCap MKD 25kVAR | 525V DeltaCap MKD 25kVAR | EPCOS | Cap. Bank | EPCOS | 237.5 | 1 | 237.5 | PC
2022-08-04 | 525V DeltaCap MKD 30kVAR | 525V DeltaCap MKD 30kVAR | EPCOS | Cap. Bank | EPCOS | 285 | 1 | 285 | PC
2022-08-04 | 525V PhiCap MKP 5kVAR | 525V PhiCap MKP 5kVAR | EPCOS | Cap. Bank | EPCOS | 100 | 1 | 100 | PC
2023-07-21 | 5kVAR 7% Reactor, ALU | 5kVAR 7% Reactor , Aluminium Winding | ESTA | Reactor | ESTA | 214.2 | 1 | 214.2 | PC
2023-05-24 | 5kvar 7% Reactor, ALU-MH | 5kvar 7% Reactor, Aluminium Winding | Mun Hean | Reactor | None | 765 | 0.57712 | 441.5006 | PC
2023-07-21 | 5kVAR 7% Reactor, CU | 5kVAR 7% Reactor, Copper Winding | ESTA | Reactor | ESTA | 361.7 | 1 | 361.7 | PC
2023-05-24 | 5kvar 7% Reactor, CU-MH | 5kvar 7% Reactor, Copper Winding | Mun Hean | Reactor | none | 1225 | 0.57712 | 706.9781 | PC
2019-11-06 | 5SL4110-7CC | Miniature circuit breaker 230/400 V 10kA, 1-pole, C, 10 A Circuit breaker 230/400 V 10kA, 1-pole, C, 10A | Siemens | MCB | none | 26.08 | 1 | 26.08 | PC
2023-07-21 | 60kVAR 7% Reactor, ALU | 60kVAR 7% Reactor, Aluminium Winding | ESTA | Reactor | ESTA | 652.1 | 1 | 652.1 | PC
2023-05-24 | 60kvar 7% Reactor, ALU-MH | 60kvar 7% Reactor, Aluminium Winding | Mun Hean | Reactor | None | 2223 | 0.57712 | 1282.9489 | PC
2023-07-21 | 60kVAR 7% Reactor, CU | 60kVAR 7% Reactor, Copper Winding | ESTA | Reactor | ESTA | 1101.4 | 1 | 1101.4 | PC
2023-05-24 | 60kvar 7% Reactor, CU-MH | 60kvar 7% Reactor, Copper Winding | Mun Hean | Reactor | none | 3573 | 0.57712 | 2062.0676 | PC
2021-03-19 | 610WN, Back | 1200A 4P AC31 ATS - Back | VITZROTECH | ATS | WN | 21300 | 0.38582 | 8217.9394 | PC
2021-03-19 | 612WN, Back | 1400A 4P AC31 ATS - Back | VITZROTECH | ATS | WN | 25650 | 0.38582 | 9896.2509 | PC
2021-03-19 | 616WN, Back, 1600A | 1600A 4P AC31 ATS - Back | VITZROTECH | ATS | WN | 30000 | 0.38582 | 11574.5625 | PC
2021-03-19 | 616WN, Back, 1800A | 1800A 4P AC31 ATS - Back | VITZROTECH | ATS | WN | 36000 | 0.38582 | 13889.475 | PC
2019-09-23 | 61F-GP-N AC200 | Floatless relay c/w 11 Pin Socket | Omron | Relay | None | 142.9 | 1 | 142.9 | PC
2021-03-19 | 61WN, Front | 150A 4P AC31 ATS - Front | VITZROTECH | ATS | WN | 4980 | 0.38582 | 1921.3774 | PC
2021-03-19 | 620WN, Back, 2000A | 2000A 4P AC31 ATS - Back | VITZROTECH | ATS | WN | 42000 | 0.38582 | 16204.3875 | PC
2021-03-19 | 620WN, Back, 2500A | 2500A 4P AC31 ATS - Back | VITZROTECH | ATS | WN | 46000 | 0.38582 | 17747.6625 | PC
2021-03-19 | 625WN, Back | 3000A 4P AC31 ATS - Back | VITZROTECH | ATS | WN | 57000 | 0.38582 | 21991.6687 | PC
2021-03-19 | 62WN, Front | 300A 4P AC31 ATS - Front | VITZROTECH | ATS | WN | 6860 | 0.38582 | 2646.7166 | PC
2021-03-19 | 630WN, Back | 3500A 4P AC31 ATS - Back | VITZROTECH | ATS | WN | 64000 | 0.38582 | 24692.4 | PC
2021-03-19 | 64WN, Back, 400A | 400A 4P AC31 ATS - Back | VITZROTECH | ATS | WN | 10300 | 0.38582 | 3973.9331 | PC
2021-03-19 | 64WN, Back, 600A | 600A 4P AC31 ATS - Back | VITZROTECH | ATS | WN | 12800 | 0.38582 | 4938.48 | PC
2021-03-19 | 64WN, Front, 400A | 400A 4P AC31 ATS - Front | VITZROTECH | ATS | WN | 8700 | 0.38582 | 3356.6231 | PC
2021-03-19 | 64WN, Front, 600A | 600A 4P AC31 ATS - Front | VITZROTECH | ATS | WN | 12800 | 0.38582 | 4938.48 | PC
2025-11-27 | 66kW A/T 3T | 66kW A/T (Three Tapping) | QPS | A/T | None | 980.83 | 1 | 980.83 | PC
2021-03-19 | 66WN, Back | 800A 4P AC31 ATS - Back | VITZROTECH | ATS | WN | 13950 | 0.38582 | 5382.1716 | PC
2021-03-19 | 68WN, Back | 1000A 4P AC31 ATS - Back | VITZROTECH | ATS | WN | 18500 | 0.38582 | 7137.6469 | PC
2019-09-04 | 6EDI 052 2MD00-0BA6 | Logo! Smart Relay for AMF Control | Siemens | PLC | LOGO | 1200 | 1 | 1200 | SET
2025-07-04 | 6mm2 Cu/XLPE/LSOH 600/1000V | 6mm2 Cu/XLPE/LSOH 600/1000V | UC | Cable | None | 4.03 | 1 | 4.03 | M
2025-02-17 | 7.5kW A/T 1T | 7.5kW A/T (Single Tapping) | QPS | A/T | none | 185.06 | 1 | 185.06 | PC
2023-07-21 | 700 series 100kVAR | 100kVAR (4x25) 440V CAP BANK | ELCO | Cap. Bank | ELCO | 2277 | 0.3645 | 829.9665 | PC
2023-07-21 | 700 series 10kVAR | 10kVAR 440V CAP BANK | ELCO | Cap. Bank | ELCO | 274 | 0.3645 | 99.873 | PC
2023-07-21 | 700 series 120kVAR | 120kVAR (4x30) 440V CAP BANK | ELCO | Cap. Bank | ELCO | 2733 | 0.3645 | 996.1785 | PC
2023-07-21 | 700 series 15kVAR | 15kVAR 440V CAP BANK | ELCO | Cap. Bank | ELCO | 351 | 0.3645 | 127.9395 | PC
2023-07-21 | 700 series 20kVAR | 20kVAR 440V CAP BANK | ELCO | Cap. Bank | ELCO | 439 | 0.3645 | 160.0155 | PC
2023-07-21 | 700 series 25kVAR | 25kVAR 440V CAP BANK | ELCO | Cap. Bank | ELCO | 549 | 0.3645 | 200.1105 | PC
2023-07-21 | 700 series 30kVAR | 30KVAR 440V CAP BANK | ELCO | Cap. Bank | ELCO | 658 | 0.3645 | 239.841 | PC
2023-07-21 | 700 series 40kVAR | 40kVAR (2x20) 440V CAP BANK | ELCO | Cap. Bank | ELCO | 911 | 0.3645 | 332.0595 | PC
2023-07-21 | 700 series 50kVAR | 50kVAR (2x25) 440V CAP BANK | ELCO | Cap. Bank | ELCO | 1139 | 0.3645 | 415.1655 | PC
2023-07-21 | 700 series 5kVAR | 5kVAR 440V CAP BANK | ELCO | Cap. Bank | ELCO | 148 | 0.3645 | 53.946 | PC
2023-07-21 | 700 series 60kVAR | 60kVAR (2x30) 440V CAP BANK | ELCO | Cap. Bank | ELCO | 1366 | 0.3645 | 497.907 | PC
2023-07-21 | 700 series 75kVAR | 75kVAR (3x25) 440V CAP BANK | ELCO | Cap. Bank | ELCO | 1708 | 0.3645 | 622.566 | PC
2023-07-21 | 700 series 80kVAR | 80kVAR (4x20) 440V CAP BANK | ELCO | Cap. Bank | ELCO | 1822 | 0.3645 | 664.119 | PC
2023-07-21 | 70kVAR 7% Reactor, ALU | 70kVAR 7% Reactor, Aluminium Winding | ESTA | Reactor | ESTA | 790.4 | 1 | 790.4 | PC
2023-05-24 | 70kvar 7% Reactor, ALU-MH | 70kvar 7% Reactor, Aluminium Winding | Mun Hean | Reactor | None | 2700 | 0.57712 | 1558.2375 | PC
2023-07-21 | 70kVAR 7% Reactor, CU | 70kVAR 7% Reactor, Copper Winding | ESTA | Reactor | ESTA | 1335 | 1 | 1335 | PC
2023-05-24 | 70kvar 7% Reactor, CU-MH | 70kvar 7% Reactor, Copper Winding | Mun Hean | Reactor | none | 4033 | 0.57712 | 2327.5451 | PC
2025-07-04 | 70mm2 Cu/XLPE/LSOH 600/1000V | 70mm2 Cu/XLPE/LSOH 600/1000V | UC | Cable | None | 37.53 | 1 | 37.53 | M
2021-04-12 | 70mm2 PVC | 70MM SQ PVC CABLE (150A) | UC | Cable | None | 37 | 1 | 37 | M
2023-07-21 | 75kVAR 7% Reactor, ALU | 75kVAR 7% Reactor, Aluminium Winding | ESTA | Reactor | ESTA | 801.4 | 1 | 801.4 | PC
2023-05-24 | 75kvar 7% Reactor, ALU-MH | 75kvar 7% Reactor, Aluminium Winding | Mun Hean | Reactor | None | 2811 | 0.57712 | 1622.2984 | PC
2023-07-21 | 75kVAR 7% Reactor, CU | 75kVAR 7% Reactor, Copper Winding | ESTA | Reactor | ESTA | 1353.5 | 1 | 1353.5 | PC
2023-05-24 | 75kvar 7% Reactor, CU-MH | 75kvar 7% Reactor, Copper Winding | Mun Hean | Reactor | none | 4129 | 0.57712 | 2382.9491 | PC
2024-04-20 | 7SR1003-2KB20-2CA0 | Argust Non-direct, overcurrent relay | Siemens | Protection Relay | None | 6250 | 1 | 6250 | PC
2020-12-04 | 800DC4P | 800A Direct Connection Kit 4 pole | ABB | MCCB | Tmax | 1100 | 1 | 1100 | PC
2023-07-21 | 80kVAR 7% Reactor, ALU | 80kVAR 7% Reactor, Aluminium Winding | ESTA | Reactor | ESTA | 848.6 | 1 | 848.6 | PC
2023-05-24 | 80kvar 7% Reactor, ALU-MH | 80kvar 7% Reactor, Aluminium Winding | Mun Hean | Reactor | None | 2955 | 0.57712 | 1705.4044 | PC
2023-07-21 | 80kVAR 7% Reactor, CU | 80kVAR 7% Reactor, Copper Winding | ESTA | Reactor | ESTA | 1433.1 | 1 | 1433.1 | PC
2023-05-24 | 80kvar 7% Reactor, CU-MH | 80kvar 7% Reactor, Copper Winding | Mun Hean | Reactor | none | 4526 | 0.57712 | 2612.0678 | PC
2021-07-12 | 90kW A/T 3T | 90kW A/T (Three Tapping) | QPS | A/T | None | 980 | 1 | 980 | PC
2025-07-04 | 95mm2 Cu/XLPE/LSOH 600/1000V | 95mm2 Cu/XLPE/LSOH 600/1000V | UC | Cable | None | 51.43 | 1 | 51.43 | M
2021-04-12 | 95mm2 PVC | 95MM SQ PVC CABLE (250A) | UC | Cable | None | 53 | 1 | 53 | M
2026-06-16 | A1A 125 3P 016A 1SDA068746R1 | 16A 3P 10kA MCCB | ABB | MCCB | Formula | 435 | 0.3353 | 145.8555 | PC
2026-06-16 | A1A 125 3P 020A 1SDA066511R1 | 20A 3P 10kA MCCB | ABB | MCCB | Formula | 435 | 0.3353 | 145.8555 | PC
2026-06-16 | A1A 125 3P 025A 1SDA066512R1 | 25A 3P 10kA MCCB | ABB | MCCB | Formula | 435 | 0.3353 | 145.8555 | PC
2026-06-16 | A1A 125 3P 032A 1SDA068757R1 | 32A 3P 10kA MCCB | ABB | MCCB | Formula | 435 | 0.3353 | 145.8555 | PC
2026-06-16 | A1A 125 3P 040A 1SDA066514R1 | 40A 3P 10kA MCCB | ABB | MCCB | Formula | 435 | 0.3353 | 145.8555 | PC
2026-06-16 | A1A 125 3P 050A 1SDA066515R1 | 50A 3P 10kA MCCB | ABB | MCCB | Formula | 435 | 0.3353 | 145.8555 | PC
2026-06-16 | A1A 125 3P 063A 1SDA068768R1 | 63A 3P 10kA MCCB | ABB | MCCB | Formula | 435 | 0.3353 | 145.8555 | PC
2026-06-16 | A1A 125 3P 080A 1SDA066518R1 | 80A 3P 10kA MCCB | ABB | MCCB | Formula | 435 | 0.3353 | 145.8555 | PC
2026-06-16 | A1A 125 3P 100A 1SDA066520R1 | 100A 3P 10kA MCCB | ABB | MCCB | Formula | 435 | 0.3353 | 145.8555 | PC
2026-06-16 | A1A 125 4P 016A 1SDA068750R1 | 16A 4P 10kA MCCB | ABB | MCCB | Formula | 608 | 0.3353 | 203.8624 | PC
2026-06-16 | A1A 125 4P 020A 1SDA066525R1 | 20A 4P 10kA MCCB | ABB | MCCB | Formula | 608 | 0.3353 | 203.8624 | PC
2026-06-16 | A1A 125 4P 025A 1SDA066526R1 | 25A 4P 10kA MCCB | ABB | MCCB | Formula | 608 | 0.3353 | 203.8624 | PC
2026-06-16 | A1A 125 4P 032A 1SDA068761R1 | 32A 4P 10kA MCCB | ABB | MCCB | Formula | 608 | 0.3353 | 203.8624 | PC
2026-06-16 | A1A 125 4P 040A 1SDA066528R1 | 40A 4P 10kA MCCB | ABB | MCCB | Formula | 608 | 0.3353 | 203.8624 | PC
2026-06-16 | A1A 125 4P 050A 1SDA066529R1 | 50A 4P 10kA MCCB | ABB | MCCB | Formula | 608 | 0.3353 | 203.8624 | PC
2026-06-16 | A1A 125 4P 063A 1SDA068772R1 | 63A 4P 10kA MCCB | ABB | MCCB | Formula | 608 | 0.3353 | 203.8624 | PC
2026-06-16 | A1A 125 4P 080A 1SDA066532R1 | 80A 4P 10kA MCCB | ABB | MCCB | Formula | 608 | 0.3353 | 203.8624 | PC
2026-06-16 | A1A 125 4P 100A 1SDA066534R1 | 100A 4P 10kA MCCB | ABB | MCCB | Formula | 608 | 0.3353 | 203.8624 | PC
2026-06-16 | A1B 125 3P 016A 1SDA068747R1 | 16A 3P 18kA MCCB | ABB | MCCB | Formula | 543 | 0.3353 | 182.0679 | PC
2026-06-16 | A1B 125 3P 020A 1SDA066698R1 | 20A 3P 18kA MCCB | ABB | MCCB | Formula | 543 | 0.3353 | 182.0679 | PC
2026-06-16 | A1B 125 3P 025A 1SDA066699R1 | 25A 3P 18kA MCCB | ABB | MCCB | Formula | 543 | 0.3353 | 182.0679 | PC
2026-06-16 | A1B 125 3P 032A 1SDA068758R1 | 32A 3P 18kA MCCB | ABB | MCCB | Formula | 543 | 0.3353 | 182.0679 | PC
2026-06-16 | A1B 125 3P 040A 1SDA066701R1 | 40A 3P 18kA MCCB | ABB | MCCB | Formula | 543 | 0.3353 | 182.0679 | PC
2026-06-16 | A1B 125 3P 050A 1SDA066702R1 | 50A 3P 18kA MCCB | ABB | MCCB | Formula | 543 | 0.3353 | 182.0679 | PC
2026-06-16 | A1B 125 3P 063A 1SDA068769R1 | 63A 3P 18kA MCCB | ABB | MCCB | Formula | 543 | 0.3353 | 182.0679 | PC
2026-06-16 | A1B 125 3P 080A 1SDA066705R1 | 80A 3P 18kA MCCB | ABB | MCCB | Formula | 543 | 0.3353 | 182.0679 | PC
2026-06-16 | A1B 125 3P 100A 1SDA066707R1 | 100A 3P 18kA MCCB | ABB | MCCB | Formula | 543 | 0.3353 | 182.0679 | PC
2026-06-16 | A1B 125 4P 016A 1SDA068751R1 | 16A 4P 18kA MCCB | ABB | MCCB | Formula | 760 | 0.3353 | 254.828 | PC
2026-06-16 | A1B 125 4P 020A 1SDA066734R1 | 20A 4P 18kA MCCB | ABB | MCCB | Formula | 760 | 0.3353 | 254.828 | PC
2026-06-16 | A1B 125 4P 025A 1SDA066735R1 | 25A 4P 18kA MCCB | ABB | MCCB | Formula | 760 | 0.3353 | 254.828 | PC
2026-06-16 | A1B 125 4P 032A 1SDA068762R1 | 32A 4P 18kA MCCB | ABB | MCCB | Formula | 760 | 0.3353 | 254.828 | PC
2026-06-16 | A1B 125 4P 040A 1SDA066737R1 | 40A 4P 18kA MCCB | ABB | MCCB | Formula | 760 | 0.3353 | 254.828 | PC
2026-06-16 | A1B 125 4P 050A 1SDA066738R1 | 50A 4P 18kA MCCB | ABB | MCCB | Formula | 760 | 0.3353 | 254.828 | PC
2026-06-16 | A1B 125 4P 063A 1SDA068773R1 | 63A 4P 18kA MCCB | ABB | MCCB | Formula | 760 | 0.3353 | 254.828 | PC
2026-06-16 | A1B 125 4P 080A 1SDA066741R1 | 80A 4P 18kA MCCB | ABB | MCCB | Formula | 760 | 0.3353 | 254.828 | PC
2026-06-16 | A1B 125 4P 100A 1SDA066743R1 | 100A 4P 18kA MCCB | ABB | MCCB | Formula | 760 | 0.3353 | 254.828 | PC
2026-06-16 | A1C 125 3P 016A 1SDA068748R1 | 16A 3P 25KA MCCB | ABB | MCCB | Formula | 564 | 0.3353 | 189.1092 | PC
2026-06-16 | A1C 125 3P 020A 1SDA066710R1 | 20A 3P 25kA MCCB | ABB | MCCB | Formula | 564 | 0.3353 | 189.1092 | PC
2026-06-16 | A1C 125 3P 025A 1SDA066711R1 | 25A 3P 25kA MCCB | ABB | MCCB | Formula | 564 | 0.3353 | 189.1092 | PC
2026-06-16 | A1C 125 3P 032A 1SDA068759R1 | 32A 3P 25kA MCCB | ABB | MCCB | Formula | 564 | 0.3353 | 189.1092 | PC
2026-06-16 | A1C 125 3P 040A 1SDA066713R1 | 40A 3P 25kA MCCB | ABB | MCCB | Formula | 564 | 0.3353 | 189.1092 | PC
2026-06-16 | A1C 125 3P 050A 1SDA066714R1 | 50A 3P 25kA MCCB | ABB | MCCB | Formula | 564 | 0.3353 | 189.1092 | PC
2026-06-16 | A1C 125 3P 063A 1SDA068770R1 | 63A 3P 25kA MCCB | ABB | MCCB | Formula | 564 | 0.3353 | 189.1092 | PC
2026-06-16 | A1C 125 3P 080A 1SDA066717R1 | 80A 3P 25kA MCCB | ABB | MCCB | Formula | 564 | 0.3353 | 189.1092 | PC
2026-06-16 | A1C 125 3P 100A 1SDA066719R1 | 100A 3P 25kA MCCB | ABB | MCCB | Formula | 564 | 0.3353 | 189.1092 | PC
2026-06-16 | A1C 125 4P 016A 1SDA068752R1 | 16A 4P 25kA MCCB | ABB | MCCB | Formula | 790 | 0.3353 | 264.887 | PC
2026-06-16 | A1C 125 4P 020A 1SDA066746R1 | 20A 4P 25kA MCCB | ABB | MCCB | Formula | 790 | 0.3353 | 264.887 | PC
2026-06-16 | A1C 125 4P 025A 1SDA066747R1 | 25A 4P 25kA MCCB | ABB | MCCB | Formula | 790 | 0.3353 | 264.887 | PC
2026-06-16 | A1C 125 4P 032A 1SDA068763R1 | 32A 4P 25kA MCCB | ABB | MCCB | Formula | 790 | 0.3353 | 264.887 | pc
2026-06-16 | A1C 125 4P 040A 1SDA066749R1 | 40A 4P 25kA MCCB | ABB | MCCB | Formula | 790 | 0.3353 | 264.887 | PC
2026-06-16 | A1C 125 4P 050A 1SDA066750R1 | 50A 4P 25kA MCCB | ABB | MCCB | Formula | 790 | 0.3353 | 264.887 | PC
2026-06-16 | A1C 125 4P 063A 1SDA068774R1 | 63A 4P 25kA MCCB | ABB | MCCB | Formula | 790 | 0.3353 | 264.887 | PC
2026-06-16 | A1C 125 4P 080A 1SDA066753R1 | 80A 4P 25kA MCCB | ABB | MCCB | Formula | 790 | 0.3353 | 264.887 | PC
2026-06-16 | A1C 125 4P 100A 1SDA066755R1 | 100A 4P 25kA MCCB | ABB | MCCB | Formula | 790 | 0.3353 | 264.887 | PC
2026-06-16 | A1N 125 1P 020A 1SDA066686R1 | 20A 1P 25kA MCCB | ABB | MCCB | Formula | 416 | 0.3353 | 139.4848 | PC
2026-06-16 | A1N 125 1P 025A 1SDA066687R1 | 25A 1P 25kA MCCB | ABB | MCCB | Formula | 416 | 0.3353 | 139.4848 | PC
2026-06-16 | A1N 125 1P 032A 1SDA068755R1 | 32A 1P 25kA MCCB | ABB | MCCB | Formula | 416 | 0.3353 | 139.4848 | PC
2026-06-16 | A1N 125 1P 040A 1SDA066689R1 | 40A 1P 25kA MCCB | ABB | MCCB | Formula | 416 | 0.3353 | 139.4848 | PC
2026-06-16 | A1N 125 1P 050A 1SDA066690R1 | 50A 1P 25kA MCCB | ABB | MCCB | Formula | 416 | 0.3353 | 139.4848 | PC
2026-06-16 | A1N 125 1P 063A 1SDA068766R1 | 63A 1P 25kA MCCB | ABB | MCCB | Formula | 416 | 0.3353 | 139.4848 | PC
2026-06-16 | A1N 125 1P 080A 1SDA066693R1 | 80A 1P 25kA MCCB | ABB | MCCB | Formula | 416 | 0.3353 | 139.4848 | PC
2026-06-16 | A1N 125 1P 100A 1SDA066695R1 | 100A 1P 25kA MCCB | ABB | MCCB | Formula | 416 | 0.3353 | 139.4848 | PC
2026-06-16 | A1N 125 2P 016A 1SDA068790R1 | 16A 2P 50kA MCCB | ABB | MCCB | Formula | 501 | 0.3353 | 167.9853 | PC
2026-06-16 | A1N 125 2P 020A 1SDA066497R1 | 20A 2P 50kA MCCB | ABB | MCCB | Formula | 501 | 0.3353 | 167.9853 | PC
2026-06-16 | A1N 125 2P 025A 1SDA066498R1 | 25A 2P 50kA MCCB | ABB | MCCB | Formula | 501 | 0.3353 | 167.9853 | PC
2026-06-16 | A1N 125 2P 032A 1SDA068756R1 | 32A 2P 50kA MCCB | ABB | MCCB | Formula | 501 | 0.3353 | 167.9853 | PC
2026-06-16 | A1N 125 2P 040A 1SDA066500R1 | 40A 2P 50kA MCCB | ABB | MCCB | Formula | 501 | 0.3353 | 167.9853 | PC
2026-06-16 | A1N 125 2P 050A 1SDA066501R1 | 50A 2P 50kA MCCB | ABB | MCCB | Formula | 501 | 0.3353 | 167.9853 | PC
2026-06-16 | A1N 125 2P 063A 1SDA068767R1 | 63A 2P 50kA MCCB | ABB | MCCB | Formula | 501 | 0.3353 | 167.9853 | PC
2026-06-16 | A1N 125 2P 080A 1SDA066504R1 | 80A 2P 50kA MCCB | ABB | MCCB | Formula | 501 | 0.3353 | 167.9853 | PC
2026-06-16 | A1N 125 2P 100A 1SDA066506R1 | 100A 2P 50kA MCCB | ABB | MCCB | Formula | 501 | 0.3353 | 167.9853 | PC
2026-06-16 | A1N 125 3P 016A 1SDA068749R1 | 16A 3P 36kA MCCB | ABB | MCCB | Formula | 582 | 0.3353 | 195.1446 | PC
2026-06-16 | A1N 125 3P 020A 1SDA066722R1 | 20A 3P 36kA MCCB | ABB | MCCB | Formula | 582 | 0.3353 | 195.1446 | PC
2026-06-16 | A1N 125 3P 025A 1SDA066723R1 | 25A 3P 36kA MCCB | ABB | MCCB | Formula | 582 | 0.3353 | 195.1446 | PC
2026-06-16 | A1N 125 3P 032A 1SDA068760R1 | 32A 3P 36kA MCCB | ABB | MCCB | Formula | 582 | 0.3353 | 195.1446 | PC
2026-06-16 | A1N 125 3P 040A 1SDA066725R1 | 40A 3P 36kA MCCB | ABB | MCCB | Formula | 582 | 0.3353 | 195.1446 | PC
2026-06-16 | A1N 125 3P 050A 1SDA066726R1 | 50A 3P 36kA MCCB | ABB | MCCB | Formula | 582 | 0.3353 | 195.1446 | PC
2026-06-16 | A1N 125 3P 063A 1SDA068771R1 | 63A 3P 36kA MCCB | ABB | MCCB | Formula | 582 | 0.3353 | 195.1446 | PC
2026-06-16 | A1N 125 3P 080A 1SDA066729R1 | 80A 3P 36kA MCCB | ABB | MCCB | Formula | 582 | 0.3353 | 195.1446 | PC
2026-06-16 | A1N 125 3P 100A 1SDA066731R1 | 100A 3P 36kA MCCB | ABB | MCCB | Formula | 582 | 0.3353 | 195.1446 | PC
2026-06-16 | A1N 125 4P 016A 1SDA068753R1 | 16A 4P 36kA MCCB | ABB | MCCB | Formula | 814 | 0.3353 | 272.9342 | PC
2026-06-16 | A1N 125 4P 020A 1SDA066758R1 | 20A 4P 36kA MCCB | ABB | MCCB | Formula | 814 | 0.3353 | 272.9342 | PC
2026-06-16 | A1N 125 4P 025A 1SDA066759R1 | 25A 4P 36kA MCCB | ABB | MCCB | Formula | 814 | 0.3353 | 272.9342 | PC
2026-06-16 | A1N 125 4P 032A 1SDA068764R1 | 32A 4P 36kA MCCB | ABB | MCCB | Formula | 814 | 0.3353 | 272.9342 | PC
2026-06-16 | A1N 125 4P 040A 1SDA066761R1 | 40A 4P 36kA MCCB | ABB | MCCB | Formula | 814 | 0.3353 | 272.9342 | PC
2026-06-16 | A1N 125 4P 050A 1SDA066762R1 | 50A 4P 36kA MCCB | ABB | MCCB | Formula | 814 | 0.3353 | 272.9342 | PC
2026-06-16 | A1N 125 4P 063A 1SDA068775R1 | 63A 4P 36kA MCCB | ABB | MCCB | Formula | 814 | 0.3353 | 272.9342 | PC
2026-06-16 | A1N 125 4P 080A 1SDA066765R1 | 80A 4P 36kA MCCB | ABB | MCCB | Formula | 814 | 0.3353 | 272.9342 | PC
2026-06-16 | A1N 125 4P 100A 1SDA066767R1 | 100A 4P 36kA MCCB | ABB | MCCB | Formula | 814 | 0.3353 | 272.9342 | PC
2026-06-16 | A2B 250 3P 125A 1SDA066548R1 | 125A 3P 18kA MCCB | ABB | MCCB | Formula | 902 | 0.3353 | 302.4406 | PC
2026-06-16 | A2B 250 3P 160A 1SDA066549R1 | 160A 3P 18kA MCCB | ABB | MCCB | Formula | 902 | 0.3353 | 302.4406 | PC
2026-06-16 | A2B 250 3P 200A 1SDA066551R1 | 200A 3P 18kA MCCB | ABB | MCCB | Formula | 1187 | 0.3353 | 398.0011 | PC
2026-06-16 | A2B 250 3P 250A 1SDA066553R1 | 250A 3P 18kA MCCB | ABB | MCCB | Formula | 1187 | 0.3353 | 398.0011 | PC
2026-06-16 | A2B 250 4P 125A 1SDA066554R1 | 125A 4P 18kA MCCB | ABB | MCCB | Formula | 1263 | 0.3353 | 423.4839 | PC
2026-06-16 | A2B 250 4P 160A 1SDA066555R1 | 160A 4P 18kA MCCB | ABB | MCCB | Formula | 1263 | 0.3353 | 423.4839 | PC
2026-06-16 | A2B 250 4P 200A 1SDA066557R1 | 200A 4P 18kA MCCB | ABB | MCCB | Formula | 1661 | 0.3353 | 556.9333 | PC
2026-06-16 | A2B 250 4P 250A 1SDA066559R1 | 250A 4P 18kA MCCB | ABB | MCCB | Formula | 1661 | 0.3353 | 556.9333 | PC
2026-06-16 | A2C 250 3P 125A 1SDA066775R1 | 125A 3P 25kA MCCB | ABB | MCCB | Formula | 1088 | 0.3353 | 364.8064 | PC
2026-06-16 | A2C 250 3P 160A 1SDA066776R1 | 160A 3P 25kA MCCB | ABB | MCCB | Formula | 1088 | 0.3353 | 364.8064 | PC
2026-06-16 | A2C 250 3P 200A 1SDA066778R1 | 200A 3P 25kA MCCB | ABB | MCCB | Formula | 1432 | 0.3353 | 480.1496 | PC
2026-06-16 | A2C 250 3P 250A 1SDA066780R1 | 250A 3P 25kA MCCB | ABB | MCCB | Formula | 1432 | 0.3353 | 480.1496 | PC
2026-06-16 | A2C 250 4P 125A 1SDA066787R1 | 125A 4P 25kA MCCB | ABB | MCCB | Formula | 1524 | 0.3353 | 510.9972 | PC
2026-06-16 | A2C 250 4P 160A 1SDA066788R1 | 160A 4P 25kA MCCB | ABB | MCCB | Formula | 1524 | 0.3353 | 510.9972 | PC
2026-06-16 | A2C 250 4P 200A 1SDA066790R1 | 200A 4P 25kA MCCB | ABB | MCCB | Formula | 2004 | 0.3353 | 671.9412 | PC
2026-06-16 | A2C 250 4P 250A 1SDA066792R1 | 250A 4P 25kA MCCB | ABB | MCCB | Formula | 2004 | 0.3353 | 671.9412 | PC
2026-06-16 | A2N 250 2P 125A 1SDA066542R1 | 125A 2P 50kA MCCB | ABB | MCCB | Formula | 1014 | 0.3353 | 339.9942 | PC
2026-06-16 | A2N 250 2P 160A 1SDA066543R1 | 160A 2P 50kA MCCB | ABB | MCCB | Formula | 1014 | 0.3353 | 339.9942 | PC
2026-06-16 | A2N 250 2P 200A 1SDA066545R1 | 200A 2P 50kA MCCB | ABB | MCCB | Formula | 1331 | 0.3353 | 446.2843 | PC
2026-06-16 | A2N 250 2P 250A 1SDA066547R1 | 250A 2P 50kA MCCB | ABB | MCCB | Formula | 1331 | 0.3353 | 446.2843 | PC
2026-06-16 | A2N 250 3P 125A 1SDA066781R1 | 125A 3P 36kA MCCB | ABB | MCCB | Formula | 1178 | 0.3353 | 394.9834 | PC
2026-06-16 | A2N 250 3P 160A 1SDA066782R1 | 160A 3P 36kA MCCB | ABB | MCCB | Formula | 1178 | 0.3353 | 394.9834 | PC
2026-06-16 | A2N 250 3P 200A 1SDA066784R1 | 200A 3P 36kA MCCB | ABB | MCCB | Formula | 1547 | 0.3353 | 518.7091 | PC
2026-06-16 | A2N 250 3P 250A 1SDA066786R1 | 250A 3P 36kA MCCB | ABB | MCCB | Formula | 1547 | 0.3353 | 518.7091 | PC
2025-06-23 | A2N 250 4P 125A 1SDA066793R1 | 125A 4P 36kA MCCB | ABB | MCCB | Formula | 1569 | 0.3353 | 526.0857 | PC
2025-06-23 | A2N 250 4P 160A 1SDA066794R1 | 160A 4P 36kA MCCB | ABB | MCCB | Formula | 1569 | 0.3353 | 526.0857 | PC
2025-06-23 | A2N 250 4P 200A 1SDA066796R1 | 200A 4P 36kA MCCB | ABB | MCCB | Formula | 2063 | 0.3353 | 691.7239 | PC
2025-06-23 | A2N 250 4P 250A 1SDA066798R1 | 250A 4P 36kA MCCB | ABB | MCCB | Formula | 2063 | 0.3353 | 691.7239 | PC
2025-06-23 | A3N 400 3P 320A 1SDA066560R1 | 320A 3P 36kA MCCB | ABB | MCCB | Formula | 2709 | 0.3353 | 908.3277 | PC
2025-06-23 | A3N 400 3P 400A 1SDA066561R1 | 400A 3P 36kA MCCB | ABB | MCCB | Formula | 2709 | 0.3353 | 908.3277 | PC
2025-06-23 | A3N 400 4P 320A 1SDA066568R1 | 320A 4P 36kA MCCB | ABB | MCCB | Formula | 3792 | 0.3353 | 1271.4576 | PC
2025-06-23 | A3N 400 4P 400A 1SDA066569R1 | 400A 4P 36kA MCCB | ABB | MCCB | Formula | 3792 | 0.3353 | 1271.4576 | PC
2025-06-23 | A3N 630 3P 500A 1SDA066564R1 | 500A 3P 36kA MCCB | ABB | MCCB | Formula | 3738 | 0.3353 | 1253.3514 | PC
2025-06-23 | A3N 630 3P 630A 1SDA066566R1 | 630A 3P 36kA MCCB | ABB | MCCB | Formula | 3924 | 0.3353 | 1315.7172 | PC
2025-06-23 | A3N 630 4P 500A 1SDA066572R1 | 500A 4P 36kA MCCB | ABB | MCCB | Formula | 5233 | 0.3353 | 1754.6249 | PC
2025-06-23 | A3N 630 4P 630A 1SDA066574R1 | 630A 4P 36kA MCCB | ABB | MCCB | Formula | 5495 | 0.3353 | 1842.4735 | PC
2025-06-23 | A3S 400 3P 320A 1SDA066562R1 | 320A 3P 50kA MCCB | ABB | MCCB | Formula | 2955 | 0.3353 | 990.8115 | PC
2025-06-23 | A3S 400 3P 400A 1SDA066563R1 | 400A 3P 50kA MCCB | ABB | MCCB | Formula | 2955 | 0.3353 | 990.8115 | PC
2025-06-23 | A3S 400 4P 320A 1SDA066570R1 | 320A 4P 50kA MCCB | ABB | MCCB | Formula | 4138 | 0.3353 | 1387.4714 | PC
2025-06-23 | A3S 400 4P 400A 1SDA066571R1 | 400A 4P 50kA MCCB | ABB | MCCB | Formula | 4138 | 0.3353 | 1387.4714 | PC
2025-06-23 | A3S 630 3P 500A 1SDA066565R1 | 500A 3P 50kA MCCB | ABB | MCCB | Formula | 3932 | 0.3353 | 1318.3996 | PC
2025-06-23 | A3S 630 3P 630A 1SDA066567R1 | 630A 3P 50kA MCCB | ABB | MCCB | Formula | 4118 | 0.3353 | 1380.7654 | PC
2025-06-23 | A3S 630 4P 500A 1SDA066573R1 | 500A 4P 50kA MCCB | ABB | MCCB | Formula | 5504 | 0.3353 | 1845.4912 | PC
2025-06-23 | A3S 630 4P 630A 1SDA066575R1 | 630A 4P 50kA MCCB | ABB | MCCB | Formula | 5766 | 0.3353 | 1933.3398 | PC
2024-08-07 | A9A26476 | Shunt release, iMSU, 100 … 415Vac, 110 … 130Vdc | SCHNEIDER | MCB | Acti 9 | 292.5 | 0.27677 | 80.9565 | PC
2024-08-07 | A9A26924 | Open/ close auxiliary contact | SCHNEIDER | MCB | Acti 9 | 84 | 0.27677 | 23.2491 | PC
2026-03-25 | A9C30811 | 16A 1P 1NO iTL impulse relays | SCHNEIDER | Impulse Relay | none | 222.7 | 0.3969 | 88.3896 | PC
2025-02-04 | A9C30811+A9C32816 | 16A 3P 1 NO + 1NO/NC + 1NO iTL impulse relays | SCHNEIDER | Impulse Relay | None | 552 | 0.27677 | 152.7795 | PC
2026-03-25 | A9C30812 | 16A 2P 2 NO iTL impulse relays | SCHNEIDER | Impulse Relay | None | 349.8 | 0.3969 | 138.8356 | PC
2026-03-25 | A9C30814 | 16A 4P iTL impulse relays | SCHNEIDER | Impulse Relay | None | 666.8 | 0.3969 | 264.6529 | PC
2026-03-25 | A9C70342 | Automatic Reclosers for iLD RCCB, 2P | SCHNEIDER | RCCB | Acti 9 | 3431.4 | 0.3969 | 1361.9227 | PC
2026-03-25 | A9C70344 | Automatic Reclosers for iLD RCCB, 4P | SCHNEIDER | RCCB | Acti 9 | 3788.6 | 0.3969 | 1503.6953 | PC
2026-03-25 | A9D11820 | 20A 1P+N 30mA RCBO | SCHNEIDER | RCBO | Acti 9 | 829.8 | 0.3969 | 329.3476 | PC
2026-03-25 | A9D31606 | 6A 1P+N 30mA RCBO | SCHNEIDER | RCBO | Acti 9 | 871 | 0.3969 | 345.6999 | PC
2026-03-25 | A9D31610 | 10A 1P+N 30mA RCBO | SCHNEIDER | RCBO | Acti 9 | 836.7 | 0.3969 | 332.0862 | PC
2026-03-25 | A9D31616 | 16A 1P+N 30mA RCBO | SCHNEIDER | RCBO | Acti 9 | 820.8 | 0.3969 | 325.7755 | PC
2026-03-25 | A9D31620 | 20A 1P+N 30mA RCBO | SCHNEIDER | RCBO | Acti 9 | 836.7 | 0.3969 | 332.0862 | PC
2026-03-25 | A9D31625 | 25A 1P+N 30mA RCBO | SCHNEIDER | RCBO | Acti 9 | 887.3 | 0.3969 | 352.1694 | PC
2026-03-25 | A9D31632 | 32A 1P+N 30mA RCBO | SCHNEIDER | RCBO | Acti 9 | 915.8 | 0.3969 | 363.481 | PC
2026-03-25 | A9D31640 | 40A 1P+N 30mA RCBO | SCHNEIDER | RCBO | Acti 9 | 885.7 | 0.3969 | 351.5343 | PC
2026-03-25 | A9D41606 | 6A 1P+N 300mA RCBO | SCHNEIDER | RCBO | Acti 9 | 741.2 | 0.3969 | 294.1823 | PC
2026-03-25 | A9D41610 | 10A 1P+N 300mA RCBO | SCHNEIDER | RCBO | Acti 9 | 726.9 | 0.3969 | 288.5066 | PC
2026-03-25 | A9D41616 | 16A 1P+N 300mA RCBO | SCHNEIDER | RCBO | Acti 9 | 698.5 | 0.3969 | 277.2346 | PC
2026-03-25 | A9D41620 | 20A 1P+N 300mA RCBO | SCHNEIDER | RCBO | Acti 9 | 725.4 | 0.3969 | 287.9113 | PC
2026-03-25 | A9D41625 | 25A 1P+N 300mA RCBO | SCHNEIDER | RCBO | Acti 9 | 747.5 | 0.3969 | 296.6827 | PC
2026-03-25 | A9D41632 | 32A 1P+N 300mA RCBO | SCHNEIDER | RCBO | Acti 9 | 747.5 | 0.3969 | 296.6827 | PC
2026-03-25 | A9D41640 | 40A 1P+N 300mA RCBO | SCHNEIDER | RCBO | Acti 9 | 718.5 | 0.3969 | 285.1726 | PC
2026-03-25 | A9F74101 | 1A 1P 10kA MCB, C CURVE | SCHNEIDER | MCB | Acti 9 | 145.1 | 0.3969 | 57.5902 | PC
2026-03-25 | A9F74102 | 2A 1P 10kA MCB, C CURVE | SCHNEIDER | MCB | Acti 9 | 141.4 | 0.3969 | 56.1217 | PC
2026-03-25 | A9F74103 | 3A 1P 10kA MCB, C CURVE | SCHNEIDER | MCB | Acti 9 | 141.4 | 0.3969 | 56.1217 | PC
2026-03-25 | A9F74104 | 4A 1P 10kA MCB, C CURVE | SCHNEIDER | MCB | Acti 9 | 141.4 | 0.3969 | 56.1217 | PC
2026-03-25 | A9F74106 | 6A 1P 10kA MCB, C CURVE | SCHNEIDER | MCB | Acti 9 | 49.1 | 0.3969 | 19.4878 | PC
2026-03-25 | A9F74110 | 10A 1P 10kA MCB, C CURVE | SCHNEIDER | MCB | Acti 9 | 49.1 | 0.3969 | 19.4878 | PC
2026-03-25 | A9F74116 | 16A 1P 10kA MCB, C CURVE | SCHNEIDER | MCB | Acti 9 | 49.1 | 0.3969 | 19.4878 | PC
2026-03-25 | A9F74120 | 20A 1P 10kA MCB, C CURVE | SCHNEIDER | MCB | Acti 9 | 49.1 | 0.3969 | 19.4878 | PC
2026-03-25 | A9F74125 | 25A 1P 10kA MCB, C CURVE | SCHNEIDER | MCB | Acti 9 | 50.7 | 0.3969 | 20.1228 | PC
2026-03-25 | A9F74132 | 32A 1P 10KA MCB, C CURVE | SCHNEIDER | MCB | Acti 9 | 58.6 | 0.3969 | 23.2583 | PC
2026-03-25 | A9F74140 | 40A 1P 10kA MCB, C CURVE | SCHNEIDER | MCB | Acti 9 | 77.1 | 0.3969 | 30.601 | PC
2026-03-25 | A9F74150 | 50A 1P 10kA MCB, C CURVE | SCHNEIDER | MCB | Acti 9 | 102.4 | 0.3969 | 40.6426 | PC
2026-03-25 | A9F74163 | 63A 1P 10kA MCB, C CURVE | SCHNEIDER | MCB | Acti 9 | 105 | 0.3969 | 41.6745 | PC
2026-03-25 | A9F74201 | 1A 2P 10kA MCB, C CURVE | SCHNEIDER | MCB | Acti 9 | 343.5 | 0.3969 | 136.3351 | PC
2026-03-25 | A9F74202 | 2A 2P 10kA MCB, C CURVE | SCHNEIDER | MCB | Acti 9 | 351.4 | 0.3969 | 139.4707 | PC
2026-03-25 | A9F74203 | 3A 2P 10kA MCB, C CURVE | SCHNEIDER | MCB | Acti 9 | 351.4 | 0.3969 | 139.4707 | PC
2026-03-25 | A9F74204 | 4A 2P 10kA MCB, C CURVE | SCHNEIDER | MCB | Acti 9 | 343.5 | 0.3969 | 136.3351 | PC
2026-03-25 | A9F74206 | 6A 2P 10kA MCB, C CURVE | SCHNEIDER | MCB | Acti 9 | 154.1 | 0.3969 | 61.1623 | PC
2026-03-25 | A9F74210 | 10A 2P 10kA MCB, C CURVE | SCHNEIDER | MCB | Acti 9 | 154.1 | 0.3969 | 61.1623 | PC
2026-03-25 | A9F74216 | 16A 2P 10kA MCB, C CURVE | SCHNEIDER | MCB | Acti 9 | 154.1 | 0.3969 | 61.1623 | PC
2026-03-25 | A9F74220 | 20A 2P 10kA MCB, C CURVE | SCHNEIDER | MCB | Acti 9 | 154.1 | 0.3969 | 61.1623 | PC
2026-03-25 | A9F74225 | 25A 2P 10kA MCB, C CURVE | SCHNEIDER | MCB | Acti 9 | 154.1 | 0.3969 | 61.1623 | PC
2026-03-25 | A9F74232 | 32A 2P 10kA MCB, C CURVE | SCHNEIDER | MCB | Acti 9 | 184.7 | 0.3969 | 73.3074 | PC
2026-03-25 | A9F74240 | 40A 2P 10kA MCB, C CURVE | SCHNEIDER | MCB | Acti 9 | 239.5 | 0.3969 | 95.0575 | PC
2026-03-25 | A9F74250 | 50A 2P 10kA MCB, C CURVE | SCHNEIDER | MCB | Acti 9 | 301.8 | 0.3969 | 119.7844 | PC
2026-03-25 | A9F74263 | 63A 2P 10kA MCB, C CURVE | SCHNEIDER | MCB | Acti 9 | 301.8 | 0.3969 | 119.7844 | PC
2026-03-25 | A9F74301 | 1A 3P 10kA MCB, C CURVE | SCHNEIDER | MCB | Acti 9 | 561.3 | 0.3969 | 222.78 | PC
2026-03-25 | A9F74302 | 2A 3P 10kA MCB, C CURVE | SCHNEIDER | MCB | Acti 9 | 561.3 | 0.3969 | 222.78 | PC
2026-03-25 | A9F74303 | 3A 3P 10kA MCB, C CURVE | SCHNEIDER | MCB | Acti 9 | 561.3 | 0.3969 | 222.78 | PC
2026-03-25 | A9F74304 | 4A 3P 10kA MCB, C CURVE | SCHNEIDER | MCB | Acti 9 | 561.3 | 0.3969 | 222.78 | PC
2026-03-25 | A9F74306 | 6A 3P 10kA MCB, C CURVE | SCHNEIDER | MCB | Acti 9 | 250.1 | 0.3969 | 99.2647 | PC
2026-03-25 | A9F74310 | 10A 3P 10kA MCB, C CURVE | SCHNEIDER | MCB | Acti 9 | 250.1 | 0.3969 | 99.2647 | PC
2026-03-25 | A9F74316 | 16A 3P 10KA MCB, C CURVE | SCHNEIDER | MCB | Acti 9 | 250.1 | 0.3969 | 99.2647 | PC
2026-03-25 | A9F74320 | 20A 3P 10kA MCB, C CURVE | SCHNEIDER | MCB | Acti 9 | 245.3 | 0.3969 | 97.3596 | PC
2026-03-25 | A9F74325 | 25A 3P 10kA MCB, C CURVE | SCHNEIDER | MCB | Acti 9 | 250.1 | 0.3969 | 99.2647 | PC
2026-03-25 | A9F74332 | 32A 3P 10kA MCB, C CURVE | SCHNEIDER | MCB | Acti 9 | 299.1 | 0.3969 | 118.7128 | PC
2026-03-25 | A9F74340 | 40A 3P 10kA MCB, C CURVE | SCHNEIDER | MCB | Acti 9 | 372.5 | 0.3969 | 147.8452 | PC
2026-03-25 | A9F74350 | 50A 3P 10kA MCB, C CURVE | SCHNEIDER | MCB | Acti 9 | 507.5 | 0.3969 | 201.4267 | PC
2026-03-25 | A9F74363 | 63A 3P 10kA MCB, C CURVE | SCHNEIDER | MCB | Acti 9 | 497.5 | 0.3969 | 197.4577 | PC
2026-03-25 | A9F74401 | 1A 4P 10kA MCB, C CURVE | SCHNEIDER | MCB | Acti 9 | 1153.7 | 0.3969 | 457.9035 | PC
2026-03-25 | A9F74402 | 2A 4P 10kA MCB, C CURVE | SCHNEIDER | MCB | Acti 9 | 914.7 | 0.3969 | 363.0444 | PC
2026-03-25 | A9F74403 | 3A 4P 10kA MCB, C CURVE | SCHNEIDER | MCB | Acti 9 | 923.2 | 0.3969 | 366.4181 | PC
2026-03-25 | A9F74404 | 4A 4P 10kA MCB, C CURVE | SCHNEIDER | MCB | Acti 9 | 923.2 | 0.3969 | 366.4181 | PC
2026-03-25 | A9F74406 | 6A 4P 10kA MCB, C CURVE | SCHNEIDER | MCB | Acti 9 | 570.3 | 0.3969 | 226.3521 | PC
2026-03-25 | A9F74410 | 10A 4P 10kA MCB, C CURVE | SCHNEIDER | MCB | Acti 9 | 584 | 0.3969 | 231.7896 | PC
2026-03-25 | A9F74416 | 16A 4P 10kA MCB, C CURVE | SCHNEIDER | MCB | Acti 9 | 568.2 | 0.3969 | 225.5186 | PC
2026-03-25 | A9F74420 | 20A 4P 10kA MCB, C CURVE | SCHNEIDER | MCB | Acti 9 | 578.2 | 0.3969 | 229.4876 | PC
2026-03-25 | A9F74425 | 25A 4P 10kA MCB, C CURVE | SCHNEIDER | MCB | Acti 9 | 584 | 0.3969 | 231.7896 | PC
2026-03-25 | A9F74432 | 32A 4P 10kA MCB, C CURVE | SCHNEIDER | MCB | Acti 9 | 684.7 | 0.3969 | 271.7574 | PC
2026-03-25 | A9F74440 | 40A 4P 10kA MCB, C CURVE | SCHNEIDER | MCB | Acti 9 | 886.8 | 0.3969 | 351.9709 | PC
2026-03-25 | A9F74450 | 50A 4P 10kA MCB, C CURVE | SCHNEIDER | MCB | Acti 9 | 1182.2 | 0.3969 | 469.2152 | PC
2026-03-25 | A9F74463 | 63A 4P 10kA MCB, C CURVE | SCHNEIDER | MCB | Acti 9 | 1182.2 | 0.3969 | 469.2152 | PC
2026-03-25 | A9F75101 | 1A 1P 10kA MCB, D CURVE | SCHNEIDER | MCB | Acti 9 | 315.5 | 0.3969 | 125.2219 | PC
2026-03-25 | A9F75102 | 2A 1P 10kA MCB, D CURVE | SCHNEIDER | MCB | Acti 9 | 248 | 0.3969 | 98.4312 | PC
2026-03-25 | A9F75103 | 3A 1P 10kA MCB, D CURVE | SCHNEIDER | MCB | Acti 9 | 248 | 0.3969 | 98.4312 | PC
2026-03-25 | A9F75104 | 4A 1P 10kA MCB, D CURVE | SCHNEIDER | MCB | Acti 9 | 229 | 0.3969 | 90.8901 | PC
2026-03-25 | A9F75106 | 6A 1P 10kA MCB, D CURVE | SCHNEIDER | MCB | Acti 9 | 206.3 | 0.3969 | 81.8805 | PC
2026-03-25 | A9F75110 | 10A 1P 10kA MCB, D CURVE | SCHNEIDER | MCB | Acti 9 | 206.3 | 0.3969 | 81.8805 | PC
2026-03-25 | A9F75116 | 16A 1P 10kA MCB, D CURVE | SCHNEIDER | MCB | Acti 9 | 204.7 | 0.3969 | 81.2454 | PC
2026-03-25 | A9F75120 | 20A 1P 10kA MCB, D CURVE | SCHNEIDER | MCB | Acti 9 | 206.3 | 0.3969 | 81.8805 | PC
2026-03-25 | A9F75125 | 25A 1P 10kA MCB, D CURVE | SCHNEIDER | MCB | Acti 9 | 207.9 | 0.3969 | 82.5155 | PC
2026-03-25 | A9F75132 | 32A 1P 10kA MCB, D CURVE | SCHNEIDER | MCB | Acti 9 | 206.3 | 0.3969 | 81.8805 | PC
2026-03-25 | A9F75140 | 40A 1P 10kA MCB, D CURVE | SCHNEIDER | MCB | Acti 9 | 206.3 | 0.3969 | 81.8805 | PC
2026-03-25 | A9F75150 | 50A 1P 10kA MCB, D CURVE | SCHNEIDER | MCB | Acti 9 | 309.7 | 0.3969 | 122.9199 | PC
2026-03-25 | A9F75163 | 63A 1P 10kA MCB, D CURVE | SCHNEIDER | MCB | Acti 9 | 369.3 | 0.3969 | 146.5752 | PC
2026-03-25 | A9F75201 | 1A 2P 10kA MCB, D CURVE | SCHNEIDER | MCB | Acti 9 | 586.1 | 0.3969 | 232.6231 | PC
2026-03-25 | A9F75202 | 2A 2P 10kA MCB, D CURVE | SCHNEIDER | MCB | Acti 9 | 586.1 | 0.3969 | 232.6231 | PC
2026-03-25 | A9F75203 | 3A 2P 10kA MCB, D CURVE | SCHNEIDER | MCB | Acti 9 | 534.9 | 0.3969 | 212.3018 | PC
2026-03-25 | A9F75204 | 4A 2P 10kA MCB, D CURVE | SCHNEIDER | MCB | Acti 9 | 534.9 | 0.3969 | 212.3018 | PC
2026-03-25 | A9F75206 | 6A 2P 10kA MCB, D CURVE | SCHNEIDER | MCB | Acti 9 | 474.3 | 0.3969 | 188.2497 | PC
2026-03-25 | A9F75210 | 10A 2P 10kA MCB, D CURVE | SCHNEIDER | MCB | Acti 9 | 440 | 0.3969 | 174.636 | PC
2026-03-25 | A9F75216 | 16A 2P 10kA MCB, D CURVE | SCHNEIDER | MCB | Acti 9 | 440 | 0.3969 | 174.636 | PC
2026-03-25 | A9F75220 | 20A 2P 10kA MCB, D CURVE | SCHNEIDER | MCB | Acti 9 | 444.2 | 0.3969 | 176.303 | PC
2026-03-25 | A9F75225 | 25A 2P 10kA MCB, D CURVE | SCHNEIDER | MCB | Acti 9 | 440 | 0.3969 | 174.636 | PC
2026-03-25 | A9F75232 | 32A 2P 10kA MCB, D CURVE | SCHNEIDER | MCB | Acti 9 | 478.5 | 0.3969 | 189.9166 | PC
2026-03-25 | A9F75240 | 40A 2P 10kA MCB, D CURVE | SCHNEIDER | MCB | Acti 9 | 580.3 | 0.3969 | 230.3211 | PC
2026-03-25 | A9F75250 | 50A 2P 10kA MCB, D CURVE | SCHNEIDER | MCB | Acti 9 | 652 | 0.3969 | 258.7788 | PC
2026-03-25 | A9F75263 | 63A 2P 10kA MCB, D CURVE | SCHNEIDER | MCB | Acti 9 | 849.3 | 0.3969 | 337.0872 | PC
2026-03-25 | A9F75301 | 1A 3P 10kA MCB, D CURVE | SCHNEIDER | MCB | Acti 9 | 904.7 | 0.3969 | 359.0754 | PC
2026-03-25 | A9F75302 | 2A 3P 10kA MCB, D CURVE | SCHNEIDER | MCB | Acti 9 | 904.7 | 0.3969 | 359.0754 | PC
2026-03-25 | A9F75303 | 3A 3P 10kA MCB, D CURVE | SCHNEIDER | MCB | Acti 9 | 896.3 | 0.3969 | 355.7415 | PC
2026-03-25 | A9F75304 | 4A 3P 10kA MCB, D CURVE | SCHNEIDER | MCB | Acti 9 | 1319.9 | 0.3969 | 523.8683 | PC
2026-03-25 | A9F75306 | 6A 3P 10kA MCB, D CURVE | SCHNEIDER | MCB | Acti 9 | 732.2 | 0.3969 | 290.6102 | PC
2026-03-25 | A9F75310 | 10A 3P 10kA MCB, D CURVE | SCHNEIDER | MCB | Acti 9 | 725.9 | 0.3969 | 288.1097 | PC
2026-03-25 | A9F75316 | 16A 3P 10kA MCB, D CURVE | SCHNEIDER | MCB | Acti 9 | 725.9 | 0.3969 | 288.1097 | PC
2026-03-25 | A9F75320 | 20A 3P 10kA MCB, D CURVE | SCHNEIDER | MCB | Acti 9 | 732.2 | 0.3969 | 290.6102 | PC
2026-03-25 | A9F75325 | 25A 3P 10kA MCB, D CURVE | SCHNEIDER | MCB | Acti 9 | 732.2 | 0.3969 | 290.6102 | PC
2026-03-25 | A9F75332 | 32A 3P 10kA MCB, D CURVE | SCHNEIDER | MCB | Acti 9 | 732.2 | 0.3969 | 290.6102 | PC
2026-03-25 | A9F75340 | 40A 3P 10kA MCB, D CURVE | SCHNEIDER | MCB | Acti 9 | 888.4 | 0.3969 | 352.606 | PC
2026-03-25 | A9F75350 | 50A 3P 10kA MCB, D CURVE | SCHNEIDER | MCB | Acti 9 | 1214.9 | 0.3969 | 482.1938 | PC
2026-03-25 | A9F75363 | 63A 3P 10kA MCB, D CURVE | SCHNEIDER | MCB | Acti 9 | 1288.2 | 0.3969 | 511.2866 | PC
2026-03-25 | A9F75401 | 1A 4P 10kA MCB, D CURVE | SCHNEIDER | MCB | Acti 9 | 1644.3 | 0.3969 | 652.6227 | PC
2026-03-25 | A9F75402 | 2A 4P 10kA MCB, D CURVE | SCHNEIDER | MCB | Acti 9 | 1431.7 | 0.3969 | 568.2417 | PC
2026-03-25 | A9F75403 | 3A 4P 10kA MCB, D CURVE | SCHNEIDER | MCB | Acti 9 | 1425.4 | 0.3969 | 565.7413 | PC
2026-03-25 | A9F75404 | 4A 4P 10kA MCB, D CURVE | SCHNEIDER | MCB | Acti 9 | 1431.7 | 0.3969 | 568.2417 | PC
2026-03-25 | A9F75406 | 6A 4P 10kA MCB, D CURVE | SCHNEIDER | MCB | Acti 9 | 931.6 | 0.3969 | 369.752 | PC
2026-03-25 | A9F75410 | 10A 4P 10kA MCB, D CURVE | SCHNEIDER | MCB | Acti 9 | 923.2 | 0.3969 | 366.4181 | PC
2026-03-25 | A9F75416 | 16A 4P 10kA MCB, D CURVE | SCHNEIDER | MCB | Acti 9 | 914.7 | 0.3969 | 363.0444 | PC
2026-03-25 | A9F75420 | 20A 4P 10kA MCB, D CURVE | SCHNEIDER | MCB | Acti 9 | 931.6 | 0.3969 | 369.752 | PC
2026-03-25 | A9F75425 | 25A 4P 10kA MCB, D CURVE | SCHNEIDER | MCB | Acti 9 | 1004.9 | 0.3969 | 398.8448 | PC
2026-03-25 | A9F75432 | 32A 4P 10kA MCB, D CURVE | SCHNEIDER | MCB | Acti 9 | 1004.9 | 0.3969 | 398.8448 | PC
2026-03-25 | A9F75440 | 40A 4P 10kA MCB, D CURVE | SCHNEIDER | MCB | Acti 9 | 1213.3 | 0.3969 | 481.5588 | PC
2026-03-25 | A9F75450 | 50A 4P 10kA MCB, D CURVE | SCHNEIDER | MCB | Acti 9 | 2107.4 | 0.3969 | 836.4271 | PC
2026-03-25 | A9F75463 | 63A 4P 10kA MCB, D CURVE | SCHNEIDER | MCB | Acti 9 | 1758.7 | 0.3969 | 698.028 | PC
2026-03-25 | A9F84101 | 1A 1P 15kA MCB, C CURVE | SCHNEIDER | MCB | Acti 9 | 156.7 | 0.3969 | 62.1942 | PC
2026-03-25 | A9F84102 | 2A 1P 15kA MCB, C CURVE | SCHNEIDER | MCB | Acti 9 | 194.2 | 0.3969 | 77.078 | PC
2026-03-25 | A9F84103 | 3A 1P 15kA MCB, C CURVE | SCHNEIDER | MCB | Acti 9 | 205.8 | 0.3969 | 81.682 | PC
2026-03-25 | A9F84104 | 4A 1P 15kA MCB, C CURVE | SCHNEIDER | MCB | Acti 9 | 160.9 | 0.3969 | 63.8612 | PC
2026-03-25 | A9F84106 | 6A 1P 15KA MCB, C CURVE | SCHNEIDER | MCB | Acti 9 | 166.2 | 0.3969 | 65.9648 | PC
2026-03-25 | A9F84110 | 10A 1P 15kA MCB, C CURVE | SCHNEIDER | MCB | Acti 9 | 154.1 | 0.3969 | 61.1623 | PC
2026-03-25 | A9F84116 | 16A 1P 15kA MCB, C CURVE | SCHNEIDER | MCB | Acti 9 | 154.1 | 0.3969 | 61.1623 | PC
2026-03-25 | A9F84120 | 20A 1P 15kA MCB, C CURVE | SCHNEIDER | MCB | Acti 9 | 154.1 | 0.3969 | 61.1623 | PC
2026-03-25 | A9F84125 | 25A 1P 15kA MCB, C CURVE | SCHNEIDER | MCB | Acti 9 | 159.4 | 0.3969 | 63.2659 | PC
2026-03-25 | A9F84132 | 32A 1P 15kA MCB, C CURVE | SCHNEIDER | MCB | Acti 9 | 154.1 | 0.3969 | 61.1623 | PC
2026-03-25 | A9F84140 | 40A 1P 15kA MCB, C CURVE | SCHNEIDER | MCB | Acti 9 | 159.4 | 0.3969 | 63.2659 | PC
2026-03-25 | A9F84150 | 50A 1P 15kA MCB, C CURVE | SCHNEIDER | MCB | Acti 9 | 238 | 0.3969 | 94.4622 | PC
2026-03-25 | A9F84163 | 63A 1P 15kA MCB, C CURVE | SCHNEIDER | MCB | Acti 9 | 232.7 | 0.3969 | 92.3586 | PC
2026-03-25 | A9F84201 | 1A 2P 15kA MCB, C CURVE | SCHNEIDER | MCB | Acti 9 | 423.6 | 0.3969 | 168.1268 | PC
2026-03-25 | A9F84202 | 2A 2P 15kA MCB, C CURVE | SCHNEIDER | MCB | Acti 9 | 442.1 | 0.3969 | 175.4695 | PC
2026-03-25 | A9F84203 | 3A 2P 15kA MCB, C CURVE | SCHNEIDER | MCB | Acti 9 | 441.6 | 0.3969 | 175.271 | PC
2026-03-25 | A9F84204 | 4A 2P 15kA MCB, C CURVE | SCHNEIDER | MCB | Acti 9 | 419.9 | 0.3969 | 166.6583 | PC
2026-03-25 | A9F84206 | 6A 2P 15kA MCB, C CURVE | SCHNEIDER | MCB | Acti 9 | 419.4 | 0.3969 | 166.4599 | PC
2026-03-25 | A9F84210 | 10A 2P 15kA MCB, C CURVE | SCHNEIDER | MCB | Acti 9 | 419.4 | 0.3969 | 166.4599 | PC
2026-03-25 | A9F84216 | 16A 2P 15kA MCB, C CURVE | SCHNEIDER | MCB | Acti 9 | 415.2 | 0.3969 | 164.7929 | PC
2026-03-25 | A9F84220 | 20A 2P 15kA MCB, C CURVE | SCHNEIDER | MCB | Acti 9 | 419.4 | 0.3969 | 166.4599 | PC
2026-03-25 | A9F84225 | 25A 2P 15kA MCB, C CURVE | SCHNEIDER | MCB | Acti 9 | 427.3 | 0.3969 | 169.5954 | PC
2026-03-25 | A9F84232 | 32A 2P 15kA MCB, C CURVE | SCHNEIDER | MCB | Acti 9 | 415.2 | 0.3969 | 164.7929 | PC
2026-03-25 | A9F84240 | 40A 2P 15kA MCB, C CURVE | SCHNEIDER | MCB | Acti 9 | 415.2 | 0.3969 | 164.7929 | PC
2026-03-25 | A9F84250 | 50A 2P 15kA MCB, C CURVE | SCHNEIDER | MCB | Acti 9 | 614.1 | 0.3969 | 243.7363 | PC
2026-03-25 | A9F84263 | 63A 2P 15kA MCB, C CURVE | SCHNEIDER | MCB | Acti 9 | 602.5 | 0.3969 | 239.1322 | PC
2026-03-25 | A9F84301 | 1A 3P 15kA MCB, C CURVE | SCHNEIDER | MCB | Acti 9 | 686.9 | 0.3969 | 272.6306 | PC
2026-03-25 | A9F84302 | 2A 3P 15kA MCB, C CURVE | SCHNEIDER | MCB | Acti 9 | 723.3 | 0.3969 | 287.0778 | PC
2026-03-25 | A9F84303 | 3A 3P 15kA MCB, C CURVE | SCHNEIDER | MCB | Acti 9 | 874.6 | 0.3969 | 347.1287 | PC
2026-03-25 | A9F84304 | 4A 3P 15kA MCB, C CURVE | SCHNEIDER | MCB | Acti 9 | 686.9 | 0.3969 | 272.6306 | PC
2026-03-25 | A9F84306 | 6A 3P 15kA MCB, C CURVE | SCHNEIDER | MCB | Acti 9 | 692.1 | 0.3969 | 274.6945 | PC
2026-03-25 | A9F84310 | 10A 3P 15kA MCB, C CURVE | SCHNEIDER | MCB | Acti 9 | 692.1 | 0.3969 | 274.6945 | PC
2026-03-25 | A9F84316 | 16A 3P 15kA MCB, C CURVE | SCHNEIDER | MCB | Acti 9 | 692.1 | 0.3969 | 274.6945 | PC
2026-03-25 | A9F84320 | 20A 3P 15kA MCB, C CURVE | SCHNEIDER | MCB | Acti 9 | 672.6 | 0.3969 | 266.9549 | PC
2026-03-25 | A9F84325 | 25A 3P 15kA MCB, C CURVE | SCHNEIDER | MCB | Acti 9 | 698.5 | 0.3969 | 277.2346 | PC
2026-03-25 | A9F84332 | 32A 3P 15kA MCB, C CURVE | SCHNEIDER | MCB | Acti 9 | 692.1 | 0.3969 | 274.6945 | PC
2026-03-25 | A9F84340 | 40A 3P 15kA MCB, C CURVE | SCHNEIDER | MCB | Acti 9 | 678.9 | 0.3969 | 269.4554 | PC
2026-03-25 | A9F84350 | 50A 3P 15kA MCB, C CURVE | SCHNEIDER | MCB | Acti 9 | 1008.1 | 0.3969 | 400.1149 | PC
2026-03-25 | A9F84363 | 63A 3P 15kA MCB, C CURVE | SCHNEIDER | MCB | Acti 9 | 989.6 | 0.3969 | 392.7722 | PC
2026-03-25 | A9F84401 | 1A 4P 15kA MCB, C CURVE | SCHNEIDER | MCB | Acti 9 | 1314.6 | 0.3969 | 521.7647 | PC
2026-03-25 | A9F84402 | 2A 4P 15kA MCB, C CURVE | SCHNEIDER | MCB | Acti 9 | 1097.2 | 0.3969 | 435.4787 | PC
2026-03-25 | A9F84403 | 3A 4P 15kA MCB, C CURVE | SCHNEIDER | MCB | Acti 9 | 1314.6 | 0.3969 | 521.7647 | PC
2026-03-25 | A9F84404 | 4A 4P 15kA MCB, C CURVE | SCHNEIDER | MCB | Acti 9 | 1314.6 | 0.3969 | 521.7647 | PC
2026-03-25 | A9F84406 | 6A 4P 15kA MCB, C CURVE | SCHNEIDER | MCB | Acti 9 | 1050.3 | 0.3969 | 416.8641 | PC
2026-03-25 | A9F84410 | 10A 4P 15kA MCB, C CURVE | SCHNEIDER | MCB | Acti 9 | 1050.3 | 0.3969 | 416.8641 | PC
2026-03-25 | A9F84416 | 16A 4P 15kA MCB, C CURVE | SCHNEIDER | MCB | Acti 9 | 1040.3 | 0.3969 | 412.8951 | PC
2026-03-25 | A9F84420 | 20A 4P 15kA MCB, C CURVE | SCHNEIDER | MCB | Acti 9 | 1050.3 | 0.3969 | 416.8641 | PC
2026-03-25 | A9F84425 | 25A 4P 15kA MCB, C CURVE | SCHNEIDER | MCB | Acti 9 | 1222.8 | 0.3969 | 485.3293 | PC
2026-03-25 | A9F84432 | 32A 4P 15kA MCB, C CURVE | SCHNEIDER | MCB | Acti 9 | 1040.3 | 0.3969 | 412.8951 | PC
2026-03-25 | A9F84440 | 40A 4P 15kA MCB, C CURVE | SCHNEIDER | MCB | Acti 9 | 1050.3 | 0.3969 | 416.8641 | PC
2026-03-25 | A9F84450 | 50A 4P 15kA MCB, C CURVE | SCHNEIDER | MCB | Acti 9 | 1473.4 | 0.3969 | 584.7925 | PC
2026-03-25 | A9F84463 | 63A 4P 15kA MCB, C CURVE | SCHNEIDER | MCB | Acti 9 | 1459.6 | 0.3969 | 579.3152 | PC
2026-03-25 | A9F94101 | 1A 1P 20kA MCB, C CURVE | SCHNEIDER | MCB | Acti 9 | 238 | 0.3969 | 94.4622 | PC
2026-03-25 | A9F94102 | 2A 1P 20kA MCB, C CURVE | SCHNEIDER | MCB | Acti 9 | 198.4 | 0.3969 | 78.745 | PC
2026-03-25 | A9F94103 | 3A 1P 20kA MCB, C CURVE | SCHNEIDER | MCB | Acti 9 | 250.6 | 0.3969 | 99.4631 | PC
2026-03-25 | A9F94104 | 4A 1P 20kA MCB, C CURVE | SCHNEIDER | MCB | Acti 9 | 198.4 | 0.3969 | 78.745 | PC
2026-03-25 | A9F94106 | 6A 1P 20kA MCB, C CURVE | SCHNEIDER | MCB | Acti 9 | 198.4 | 0.3969 | 78.745 | PC
2026-03-25 | A9F94110 | 10A 1P 20kA MCB, C CURVE | SCHNEIDER | MCB | Acti 9 | 198.4 | 0.3969 | 78.745 | PC
2026-03-25 | A9F94116 | 16A 1P 20kA MCB, C CURVE | SCHNEIDER | MCB | Acti 9 | 157.8 | 0.3969 | 62.6308 | PC
2026-03-25 | A9F94120 | 20A 1P 20kA MCB, C CURVE | SCHNEIDER | MCB | Acti 9 | 157.8 | 0.3969 | 62.6308 | PC
2026-03-25 | A9F94125 | 25A 1P 20kA MCB, C CURVE | SCHNEIDER | MCB | Acti 9 | 198.4 | 0.3969 | 78.745 | PC
2026-03-25 | A9F94132 | 32A 1P 20kA MCB, C CURVE | SCHNEIDER | MCB | Acti 9 | 198.4 | 0.3969 | 78.745 | PC
2026-03-25 | A9F94140 | 40A 1P 20kA MCB, C CURVE | SCHNEIDER | MCB | Acti 9 | 198.4 | 0.3969 | 78.745 | PC
2026-03-25 | A9F94150 | 50A 1P 20kA MCB, C CURVE | SCHNEIDER | MCB | Acti 9 | 369.8 | 0.3969 | 146.7736 | PC
2026-03-25 | A9F94163 | 63A 1P 20kA MCB, C CURVE | SCHNEIDER | MCB | Acti 9 | 293.9 | 0.3969 | 116.6489 | PC
2026-03-25 | A9F94201 | 1A 2P 20kA MCB, C CURVE | SCHNEIDER | MCB | Acti 9 | 556.6 | 0.3969 | 220.9145 | PC
2026-03-25 | A9F94202 | 2A 2P 20kA MCB, C CURVE | SCHNEIDER | MCB | Acti 9 | 529.7 | 0.3969 | 210.2379 | PC
2026-03-25 | A9F94203 | 3A 2P 20kA MCB, C CURVE | SCHNEIDER | MCB | Acti 9 | 529.7 | 0.3969 | 210.2379 | PC
2026-03-25 | A9F94204 | 4A 2P 20kA MCB, C CURVE | SCHNEIDER | MCB | Acti 9 | 529.7 | 0.3969 | 210.2379 | PC
2026-03-25 | A9F94206 | 6A 2P 20kA MCB, C CURVE | SCHNEIDER | MCB | Acti 9 | 524.4 | 0.3969 | 208.1344 | PC
2026-03-25 | A9F94210 | 10A 2P 20kA MCB, C CURVE | SCHNEIDER | MCB | Acti 9 | 529.7 | 0.3969 | 210.2379 | PC
2026-03-25 | A9F94216 | 16A 2P 20kA MCB, C CURVE | SCHNEIDER | MCB | Acti 9 | 529.7 | 0.3969 | 210.2379 | PC
2026-03-25 | A9F94220 | 20A 2P 20kA MCB, C CURVE | SCHNEIDER | MCB | Acti 9 | 529.7 | 0.3969 | 210.2379 | PC
2026-03-25 | A9F94225 | 25A 2P 20kA MCB, C CURVE | SCHNEIDER | MCB | Acti 9 | 529.7 | 0.3969 | 210.2379 | PC
2026-03-25 | A9F94232 | 32A 2P 20kA MCB, C CURVE | SCHNEIDER | MCB | Acti 9 | 603.5 | 0.3969 | 239.5291 | PC
2026-03-25 | A9F94240 | 40A 2P 20kA MCB, C CURVE | SCHNEIDER | MCB | Acti 9 | 529.7 | 0.3969 | 210.2379 | PC
2026-03-25 | A9F94250 | 50A 2P 20kA MCB, C CURVE | SCHNEIDER | MCB | Acti 9 | 956.9 | 0.3969 | 379.7936 | PC
2026-03-25 | A9F94263 | 63A 2P 20kA MCB, C CURVE | SCHNEIDER | MCB | Acti 9 | 757.5 | 0.3969 | 300.6517 | PC
2026-03-25 | A9F94301 | 1A 3P 20kA MCB, C CURVE | SCHNEIDER | MCB | Acti 9 | 814 | 0.3969 | 323.0766 | PC
2026-03-25 | A9F94302 | 2A 3P 20kA MCB, C CURVE | SCHNEIDER | MCB | Acti 9 | 857.2 | 0.3969 | 340.2227 | PC
2026-03-25 | A9F94303 | 3A 3P 20kA MCB, C CURVE | SCHNEIDER | MCB | Acti 9 | 998.6 | 0.3969 | 396.3443 | PC
2026-03-25 | A9F94304 | 4A 3P 20kA MCB, C CURVE | SCHNEIDER | MCB | Acti 9 | 708 | 0.3969 | 281.0052 | PC
2026-03-25 | A9F94306 | 6A 3P 20kA MCB, C CURVE | SCHNEIDER | MCB | Acti 9 | 714.8 | 0.3969 | 283.7041 | PC
2026-03-25 | A9F94310 | 10A 3P 20kA MCB, C CURVE | SCHNEIDER | MCB | Acti 9 | 858.3 | 0.3969 | 340.6593 | PC
2026-03-25 | A9F94316 | 16A 3P 20kA MCB, C CURVE | SCHNEIDER | MCB | Acti 9 | 714.8 | 0.3969 | 283.7041 | PC
2026-03-25 | A9F94320 | 20A 3P 20kA MCB, C CURVE | SCHNEIDER | MCB | Acti 9 | 843 | 0.3969 | 334.5867 | PC
2026-03-25 | A9F94325 | 25A 3P 20kA MCB, C CURVE | SCHNEIDER | MCB | Acti 9 | 857.2 | 0.3969 | 340.2227 | PC
2026-03-25 | A9F94332 | 32A 3P 20kA MCB, C CURVE | SCHNEIDER | MCB | Acti 9 | 857.2 | 0.3969 | 340.2227 | PC
2026-03-25 | A9F94340 | 40A 3P 20kA MCB, C CURVE | SCHNEIDER | MCB | Acti 9 | 833.5 | 0.3969 | 330.8161 | PC
2026-03-25 | A9F94350 | 50A 3P 20kA MCB, C CURVE | SCHNEIDER | MCB | Acti 9 | 1249.2 | 0.3969 | 495.8075 | PC
2026-03-25 | A9F94363 | 63A 3P 20kA MCB, C CURVE | SCHNEIDER | MCB | Acti 9 | 1484.4 | 0.3969 | 589.1584 | PC
2026-03-25 | A9F94401 | 1A 4P 20kA MCB, C CURVE | SCHNEIDER | MCB | Acti 9 | 1541.9 | 0.3969 | 611.9801 | PC
2026-03-25 | A9F94402 | 2A 4P 20kA MCB, C CURVE | SCHNEIDER | MCB | Acti 9 | 1624.2 | 0.3969 | 644.645 | PC
2026-03-25 | A9F94403 | 3A 4P 20kA MCB, C CURVE | SCHNEIDER | MCB | Acti 9 | 1640.6 | 0.3969 | 651.1541 | PC
2026-03-25 | A9F94404 | 4A 4P 20kA MCB, C CURVE | SCHNEIDER | MCB | Acti 9 | 1624.2 | 0.3969 | 644.645 | PC
2026-03-25 | A9F94406 | 6A 4P 20kA MCB, C CURVE | SCHNEIDER | MCB | Acti 9 | 1286.1 | 0.3969 | 510.4531 | PC
2026-03-25 | A9F94410 | 10A 4P 20kA MCB, C CURVE | SCHNEIDER | MCB | Acti 9 | 1227 | 0.3969 | 486.9963 | PC
2026-03-25 | A9F94416 | 16A 4P 20kA MCB, C CURVE | SCHNEIDER | MCB | Acti 9 | 1097.2 | 0.3969 | 435.4787 | PC
2026-03-25 | A9F94420 | 20A 4P 20kA MCB, C CURVE | SCHNEIDER | MCB | Acti 9 | 1227 | 0.3969 | 486.9963 | PC
2026-03-25 | A9F94425 | 25A 4P 20kA MCB, C CURVE | SCHNEIDER | MCB | Acti 9 | 1286.1 | 0.3969 | 510.4531 | PC
2026-03-25 | A9F94432 | 32A 4P 20kA MCB, C CURVE | SCHNEIDER | MCB | Acti 9 | 1286.1 | 0.3969 | 510.4531 | PC
2026-03-25 | A9F94440 | 40A 4P 20kA MCB, C CURVE | SCHNEIDER | MCB | Acti 9 | 1286.1 | 0.3969 | 510.4531 | PC
2026-03-25 | A9F94450 | 50A 4P 20kA MCB, C CURVE | SCHNEIDER | MCB | Acti 9 | 1812 | 0.3969 | 719.1828 | PC
2026-03-25 | A9F94463 | 63A 4P 20kA MCB, C CURVE | SCHNEIDER | MCB | Acti 9 | 1812 | 0.3969 | 719.1828 | PC
2026-03-25 | A9L15688 | Type 2, iPFK (Monoblock) Surge Arrestor, 3P+N | SCHNEIDER | SPD | Acti 9 | 1419.6 | 0.3969 | 563.4392 | PC
2026-03-25 | A9L40601 | Type 2, iPRD 40-350 (Withdrawable) Surge Arrestor, 65KA, 3P+N with remote Indicator | SCHNEIDER | SPD | Acti 9 | 2045.2 | 0.3969 | 811.7399 | PC
2026-03-25 | A9L65601 | Type 2, iPRD 65-350 (Withdrawable) Surge Arrestor, 65KA, 3P+N No remote Indicator | SCHNEIDER | SPD | Acti 9 | 2647.6 | 0.3969 | 1050.8324 | PC
2026-03-25 | A9N18356 | 63A 1P 10kA MCB, C CURVE | SCHNEIDER | MCB | Acti 9 | 306.5 | 0.3969 | 121.6498 | PC
2026-03-25 | A9N18357 | 80A 1P 10kA MCB, C CURVE | SCHNEIDER | MCB | Acti 9 | 262.7 | 0.3969 | 104.2656 | PC
2026-03-25 | A9N18358 | 100A 1P 10kA MCB, C CURVE | SCHNEIDER | MCB | Acti 9 | 262.7 | 0.3969 | 104.2656 | PC
2026-03-25 | A9N18359 | 125A 1P 10kA MCB, C CURVE | SCHNEIDER | MCB | Acti 9 | 294.4 | 0.3969 | 116.8474 | PC
2026-03-25 | A9N18360 | 63A 2P 10kA MCB, C CURVE | SCHNEIDER | MCB | Acti 9 | 511.7 | 0.3969 | 203.0937 | PC
2026-03-25 | A9N18361 | 80A 2P 10kA MCB, C CURVE | SCHNEIDER | MCB | Acti 9 | 519.1 | 0.3969 | 206.0308 | PC
2026-03-25 | A9N18362 | 100A 2P 10kA MCB, C CURVE | SCHNEIDER | MCB | Acti 9 | 537 | 0.3969 | 213.1353 | PC
2026-03-25 | A9N18363 | 125A 2P 10kA MCB, C CURVE | SCHNEIDER | MCB | Acti 9 | 537 | 0.3969 | 213.1353 | PC
2026-03-25 | A9N18364 | 63A 3P 10kA MCB, C CURVE | SCHNEIDER | MCB | Acti 9 | 767.6 | 0.3969 | 304.6604 | PC
2026-03-25 | A9N18365 | 80A 3P 10kA MCB, C CURVE | SCHNEIDER | MCB | Acti 9 | 767.6 | 0.3969 | 304.6604 | PC
2026-03-25 | A9N18367 | 100A 3P 10kA MCB, C CURVE | SCHNEIDER | MCB | Acti 9 | 790.2 | 0.3969 | 313.6304 | PC
2026-03-25 | A9N18369 | 125A 3P 10kA MCB, C CURVE | SCHNEIDER | MCB | Acti 9 | 805.5 | 0.3969 | 319.7029 | PC
2026-03-25 | A9N18371 | 63A 4P 10kA MCB, C CURVE | SCHNEIDER | MCB | Acti 9 | 1119.9 | 0.3969 | 444.7264 | PC
2026-03-25 | A9N18372 | 80A 4P 10kA MCB, C CURVE | SCHNEIDER | MCB | Acti 9 | 1120.5 | 0.3969 | 452.2279 | PC
2026-03-25 | A9N18374 | 100A 4P 10kA MCB, C CURVE | SCHNEIDER | MCB | Acti 9 | 1139.4 | 0.3969 | 466.675 | PC
2026-03-25 | A9N18376 | 125A 4P 10kA MCB, C CURVE | SCHNEIDER | MCB | Acti 9 | 1175.8 | 0.3969 | 1162.0041 | PC
2026-03-25 | A9N18386 | 63A 3P 10kA MCB, D CURVE | SCHNEIDER | MCB | Acti 9 | 2927.7 | 0.3969 | 1162.0041 | PC
2026-03-25 | A9N18387 | 80A 3P 10kA MCB, D CURVE | SCHNEIDER | MCB | Acti 9 | 2319.5 | 0.3969 | 920.6095 | PC
2026-03-25 | A9N18388 | 100A 3P 10kA MCB, D CURVE | SCHNEIDER | MCB | Acti 9 | 2319.5 | 0.3969 | 920.6095 | PC
2026-03-25 | A9N18392 | 100A 4P 10kA MCB, D CURVE | SCHNEIDER | MCB | Acti 9 | 3458.9 | 0.3969 | 1372.8374 | PC
2026-03-25 | A9N18445 | 63A 1P 15KA MCB, C CURVE | SCHNEIDER | MCB | Acti 9 | 459.5 | 0.3969 | 182.3755 | PC
2026-03-25 | A9N18446 | 80A 1P 15KA MCB, C CURVE | SCHNEIDER | MCB | Acti 9 | 586.6 | 0.3969 | 232.8215 | PC
2026-03-25 | A9N18447 | 100A 1P 15KA MCB, C CURVE | SCHNEIDER | MCB | Acti 9 | 608.8 | 0.3969 | 241.6327 | PC
2026-03-25 | A9N18457 | 80A 2P 15KA MCB, C CURVE | SCHNEIDER | MCB | Acti 9 | 1186.4 | 0.3969 | 470.8822 | PC
2026-03-25 | A9N18458 | 100A 2P 15KA MCB, C CURVE | SCHNEIDER | MCB | Acti 9 | 1242.8 | 0.3969 | 493.2673 | PC
2026-03-25 | A9N18459 | 125A 2P 15KA MCB, C CURVE | SCHNEIDER | MCB | Acti 9 | 1792 | 0.3969 | 711.2448 | PC
2026-03-25 | A9N18467 | 63A 3P 15KA MCB, C CURVE | SCHNEIDER | MCB | Acti 9 | 1859.5 | 0.3969 | 738.0355 | PC
2026-03-25 | A9N18468 | 80A 3P 15kA MCB, C CURVE | SCHNEIDER | MCB | Acti 9 | 1949.7 | 0.3969 | 773.8359 | PC
2026-03-25 | A9N18469 | 100A 3P 15kA MCB, C CURVE | SCHNEIDER | MCB | Acti 9 | 2044.1 | 0.3969 | 811.3033 | PC
2026-03-25 | A9N18470 | 125A 3P 15KA MCB, C CURVE | SCHNEIDER | MCB | Acti 9 | 2344.8 | 0.3969 | 930.6511 | PC
2026-03-25 | A9N18479 | 80A 4P 15kA MCB, C CURVE | SCHNEIDER | MCB | Acti 9 | 2832.2 | 0.3969 | 1124.1002 | PC
2026-03-25 | A9N18480 | 100A 4P 15KA MCB, C CURVE | SCHNEIDER | MCB | Acti 9 | 2960.9 | 0.3969 | 1175.1812 | PC
2026-03-25 | A9N18481 | 125A 4P 15KA MCB, C CURVE | SCHNEIDER | MCB | Acti 9 | 3390.8 | 0.3969 | 1345.8085 | PC
2026-03-25 | A9N61500 | 0.5A 1P 10kA (220V), C CURVE, DC BREAKER | SCHNEIDER | MCB | Acti 9 | 265.9 | 0.3969 | 105.5357 | PC
2026-03-25 | A9N61501 | 1A 1P 10kA (220V), C CURVE, DC BREAKER | SCHNEIDER | MCB | Acti 9 | 272.8 | 0.3969 | 108.2743 | PC
2026-03-25 | A9N61502 | 2A 1P 10kA (220V), C CURVE, DC 3REAKER | SCHNEIDER | MCB | Acti 9 | 139.8 | 0.3969 | 55.4866 | PC
2026-03-25 | A9N61503 | 3A 1P 10kA (220V), C CURVE, DC BREAKER | SCHNEIDER | MCB | Acti 9 | 139.8 | 0.3969 | 55.4866 | PC
2026-03-25 | A9N61504 | 4A 1P 10kA (220V), C CURVE, DC BREAKER | SCHNEIDER | MCB | Acti 9 | 139.8 | 0.3969 | 55.4866 | PC
2026-03-25 | A9N61505 | 5A 1P 10kA (220V), C CURVE, DC BREAKER | SCHNEIDER | MCB | Acti 9 | 139.8 | 0.3969 | 55.4866 | PC
2026-03-25 | A9N61506 | 6A 1P 10kA (220V), C CURVE, DC BREAKER | SCHNEIDER | MCB | Acti 9 | 139.8 | 0.3969 | 55.4866 | PC
2026-03-25 | A9N61508 | 10A 1P 10kA (220V), C CURVE, DC BREAKER | SCHNEIDER | MCB | Acti 9 | 139.8 | 0.3969 | 55.4866 | PC
2026-03-25 | A9N61509 | 13A 1P 10kA (220V), C CURVE, DC BREAKER | SCHNEIDER | MCB | Acti 9 | 139.8 | 0.3969 | 55.4866 | PC
2026-03-25 | A9N61510 | 15A 1P 10kA (220V), C CURVE, DC BREAKER | SCHNEIDER | MCB | Acti 9 | 136.7 | 0.3969 | 54.2562 | PC
2026-03-25 | A9N61511 | 16A 1P 10kA (220V), C CURVE, DC BREAKER | SCHNEIDER | MCB | Acti 9 | 139.8 | 0.3969 | 55.4866 | PC
2026-03-25 | A9N61512 | 20A 1P 10kA (220V), C CURVE, DC BREAKER | SCHNEIDER | MCB | Acti 9 | 139.8 | 0.3969 | 55.4866 | PC
2026-03-25 | A9N61513 | 25A 1P 10kA (220V), C CURVE, DC BREAKER | SCHNEIDER | MCB | Acti 9 | 136.7 | 0.3969 | 54.2562 | PC
2026-03-25 | A9N61514 | 30A 1P 10kA (220V), C CURVE, DC BREAKER | SCHNEIDER | MCB | Acti 9 | 139.8 | 0.3969 | 55.4866 | PC
2026-03-25 | A9N61515 | 32A 1P 10kA (220V), C CURVE, DC BREAKER | SCHNEIDER | MCB | Acti 9 | 158.8 | 0.3969 | 63.0277 | PC
2026-03-25 | A9N61517 | 40A 1P 10kA (220V), C CURVE, DC BREAKER | SCHNEIDER | MCB | Acti 9 | 173.1 | 0.3969 | 68.7034 | PC
2026-03-25 | A9N61518 | 50A 1P 10kA (220V), C CURVE, DC BREAKER | SCHNEIDER | MCB | Acti 9 | 204.7 | 0.3969 | 81.2454 | PC
2026-03-25 | A9N61519 | 63A 1P 10kA (220V), C CURVE, DC BREAKER | SCHNEIDER | MCB | Acti 9 | 205.8 | 0.3969 | 81.682 | PC
2026-03-25 | A9N61520 | 1A 2P 10kA (440V), C CURVE, DC BREAKER | SCHNEIDER | MCB | Acti 9 | 409.4 | 0.3969 | 162.4909 | PC
2026-03-25 | A9N61521 | 2A 2P 10kA (440V), C CURVE, DC 3REAKER | SCHNEIDER | MCB | Acti 9 | 398.8 | 0.3969 | 158.2837 | PC
2026-03-25 | A9N61522 | 3A 2P 10kA (440V), C CURVE, DC BREAKER | SCHNEIDER | MCB | Acti 9 | 213.7 | 0.3969 | 84.8175 | PC
2026-03-25 | A9N61523 | 4A 2P 10kA (440V), C CURVE, DC BREAKER | SCHNEIDER | MCB | Acti 9 | 334 | 0.3969 | 132.5646 | PC
2026-03-25 | A9N61524 | 5A 2P 10kA (440V), C CURVE, DC BREAKER | SCHNEIDER | MCB | Acti 9 | 215.3 | 0.3969 | 85.4526 | PC
2026-03-25 | A9N61525 | 6A 2P 10kA (440V), C CURVE, DC BREAKER | SCHNEIDER | MCB | Acti 9 | 215.3 | 0.3969 | 85.4526 | PC
2026-03-25 | A9N61526 | 10A 2P 10kA (440V), C CURVE, DC BREAKER | SCHNEIDER | MCB | Acti 9 | 202.6 | 0.3969 | 80.4119 | PC
2026-03-25 | A9N61528 | 13A 2P 10kA (440V), C CURVE, DC BREAKER | SCHNEIDER | MCB | Acti 9 | 201 | 0.3969 | 79.7769 | PC
2026-03-25 | A9N61529 | 15A 2P 10kA (440V), C CURVE, DC BREAKER | SCHNEIDER | MCB | Acti 9 | 370.4 | 0.3969 | 147.0118 | PC
2026-03-25 | A9N61530 | 16A 2P 10kA (440V), C CURVE, DC BREAKER | SCHNEIDER | MCB | Acti 9 | 215.3 | 0.3969 | 85.4526 | PC
2026-03-25 | A9N61531 | 20A 2P 10kA (440V), C CURVE, DC BREAKER | SCHNEIDER | MCB | Acti 9 | 208.9 | 0.3969 | 82.9124 | PC
2026-03-25 | A9N61532 | 25A 2P 10kA (440V), C CURVE, DC BREAKER | SCHNEIDER | MCB | Acti 9 | 215.3 | 0.3969 | 85.4526 | PC
2026-03-25 | A9N61533 | 30A 2P 10kA (440V), C CURVE, DC BREAKER | SCHNEIDER | MCB | Acti 9 | 215.3 | 0.3969 | 85.4526 | PC
2026-03-25 | A9N61534 | 32A 2P 10kA (440V), C CURVE, DC BREAKER | SCHNEIDER | MCB | Acti 9 | 215.3 | 0.3969 | 85.4526 | PC
2026-03-25 | A9N61535 | 40A 2P 10kA (440V), C CURVE, DC BREAKER | SCHNEIDER | MCB | Acti 9 | 215.3 | 0.3969 | 85.4526 | PC
2026-03-25 | A9N61537 | 50A 2P 10kA (440V), C CURVE, DC BREAKER | SCHNEIDER | MCB | Acti 9 | 215.3 | 0.3969 | 85.4526 | PC
2026-03-25 | A9N61539 | 63A 2P 10kA (440V), C CURVE, DC BREAKER | SCHNEIDER | MCB | Acti 9 | 355.1 | 0.3969 | 140.9392 | PC
2026-03-25 | A9R10225 | 25A 2P 10mA ELCB | SCHNEIDER | RCCB | Acti 9 | 690 | 0.3969 | 273.861 | PC
2026-03-25 | A9R11280 | 80A 2P 30mA ELCB | SCHNEIDER | RCCB | Acti 9 | 847.7 | 0.3969 | 336.4521 | PC
2026-03-25 | A9R11291 | 100A 2P 30mA ELCB | SCHNEIDER | RCCB | Acti 9 | 857.8 | 0.3969 | 340.4608 | PC
2026-03-25 | A9R11480 | 80A 4P 30mA ELCB | SCHNEIDER | RCCB | Acti 9 | 1441.2 | 0.3969 | 572.0123 | PC
2026-03-25 | A9R11491 | 100A 4P 30mA ELCB | SCHNEIDER | RCCB | Acti 9 | 1101.5 | 0.3969 | 437.1853 | PC
2026-03-25 | A9R12240 | 40A 2P 100mA ELCB | SCHNEIDER | RCCB | Acti 9 | 329.2 | 0.3969 | 130.6595 | PC
2026-03-25 | A9R12263 | 63A 2P 100mA ELCB | SCHNEIDER | RCCB | Acti 9 | 382.5 | 0.3969 | 151.8142 | PC
2026-03-25 | A9R12280 | 80A 2P 100mA ELCB | SCHNEIDER | RCCB | Acti 9 | 757.5 | 0.3969 | 300.6517 | PC
2026-03-25 | A9R12291 | 100A 2P 100mA ELCB | SCHNEIDER | RCCB | Acti 9 | 885.2 | 0.3969 | 351.3359 | PC
2026-03-25 | A9R12440 | 40A 4P 100mA ELCB | SCHNEIDER | RCCB | Acti 9 | 552.3 | 0.3969 | 219.2079 | PC
2026-03-25 | A9R12463 | 63A 4P 100mA ELCB | SCHNEIDER | RCCB | Acti 9 | 760.7 | 0.3969 | 301.9218 | PC
2026-03-25 | A9R12480 | 80A 4P 100mA ELCB | SCHNEIDER | RCCB | Acti 9 | 976.5 | 0.3969 | 387.5728 | PC
2026-03-25 | A9R12491 | 100A 4P 100mA ELCB | SCHNEIDER | RCCB | Acti 9 | 1214.9 | 0.3969 | 482.1938 | PC
2026-03-25 | A9R14280 | 80A 2P 300mA ELCB | SCHNEIDER | RCCB | Acti 9 | 829.3 | 0.3969 | 329.1492 | PC
2026-03-25 | A9R14291 | 100A 2P 300mA ELCB | SCHNEIDER | RCCB | Acti 9 | 1077.2 | 0.3969 | 427.5407 | PC
2026-03-25 | A9R14480 | 80A 4P 300mA ELCB | SCHNEIDER | RCCB | Acti 9 | 1010.2 | 0.3969 | 400.9484 | PC
2026-03-25 | A9R14491 | 100A 4P 300mA ELCB | SCHNEIDER | RCCB | Acti 9 | 1312.5 | 0.3969 | 520.9312 | PC
2026-03-25 | A9R71225 | 25A 2P 30mA ELCB | SCHNEIDER | RCCB | Acti 9 | 856.2 | 0.3969 | 339.8258 | PC
2026-03-25 | A9R71240 | 40A 2P 30mA ELCB | SCHNEIDER | RCCB | Acti 9 | 405.7 | 0.3969 | 161.0223 | PC
2026-03-25 | A9R71263 | 63A 2P 30mA ELCB | SCHNEIDER | RCCB | Acti 9 | 595.1 | 0.3969 | 236.1952 | PC
2026-03-25 | A9R71425 | 25A 4P 30mA ELCB | SCHNEIDER | RCCB | Acti 9 | 975.4 | 0.3969 | 387.1363 | PC
2026-03-25 | A9R71440 | 40A 4P 30mA ELCB | SCHNEIDER | RCCB | Acti 9 | 747 | 0.3969 | 296.4843 | PC
2026-03-25 | A9R71463 | 63A 4P 30mA ELCB | SCHNEIDER | RCCB | Acti 9 | 1131 | 0.3969 | 448.8939 | PC
2026-03-25 | A9R74225 | 25A 2P 300mA ELCB | SCHNEIDER | RCCB | Acti 9 | 781.3 | 0.3969 | 310.098 | PC
2026-03-25 | A9R74240 | 40A 2P 300mA ELCB | SCHNEIDER | RCCB | Acti 9 | 507 | 0.3969 | 201.2283 | PC
2026-03-25 | A9R74263 | 63A 2P 300mA ELCB | SCHNEIDER | RCCB | Acti 9 | 613.5 | 0.3969 | 243.4981 | PC
2026-03-25 | A9R74425 | 25A 4P 300mA ELCB | SCHNEIDER | RCCB | Acti 9 | 1227.5 | 0.3969 | 487.1947 | PC
2026-03-25 | A9R74440 | 40A 4P 300mA ELCB | SCHNEIDER | RCCB | Acti 9 | 463.7 | 0.3969 | 184.0425 | PC
2026-03-25 | A9R74463 | 63A 4P 300mA ELCB | SCHNEIDER | RCCB | Acti 9 | 507 | 0.3969 | 201.2283 | PC
2026-03-25 | A9R91225 | 25A 2P 30mA ELCB, TYPE SI | SCHNEIDER | RCCB | Acti 9 | 1574.1 | 0.3969 | 624.7603 | PC
2026-03-25 | A9R91240 | 40A 2P 30mA ELCB, TYPE SI | SCHNEIDER | RCCB | Acti 9 | 1485.5 | 0.3969 | 589.5949 | PC
2026-03-25 | A9S60120 | 20A 1P ISOLATOR | SCHNEIDER | ISOLATOR | Acti 9 | 74.4 | 0.3969 | 19.5126 | PC
2026-03-25 | A9S60132 | 32A 1P ISOLATOR | SCHNEIDER | ISOLATOR | Acti 9 | 111.9 | 0.3969 | 29.3381 | PC
2026-03-25 | A9S60220 | 20A 2P ISOLATOR | SCHNEIDER | ISOLATOR | Acti 9 | 109.2 | 0.3969 | 28.6462 | PC
2026-03-25 | A9S60232 | 32A 2P ISOLATOR | SCHNEIDER | ISOLATOR | Acti 9 | 114.5 | 0.3969 | 30.03 | PC
2026-03-25 | A9S60320 | 20A 3P ISOLATOR | SCHNEIDER | ISOLATOR | Acti 9 | 166.2 | 0.3969 | 43.592 | PC
2026-03-25 | A9S60332 | 32A 3P ISOLATOR | SCHNEIDER | ISOLATOR | Acti 9 | 173.1 | 0.3969 | 68.7034 | PC
2026-03-25 | A9S60420 | 20A 4P ISOLATOR | SCHNEIDER | ISOLATOR | Acti 9 | 253.2 | 0.3969 | 66.4259 | PC
2026-03-25 | A9S60432 | 32A 4P ISOLATOR | SCHNEIDER | ISOLATOR | Acti 9 | 270.1 | 0.3969 | 70.8543 | PC
2026-03-25 | A9S65140 | 40A 1P ISOLATOR | SCHNEIDER | ISOLATOR | Acti 9 | 117.2 | 0.3969 | 30.4452 | PC
2026-03-25 | A9S65163 | 63A 1P ISOLATOR | SCHNEIDER | ISOLATOR | Acti 9 | 124 | 0.3969 | 32.521 | PC
2026-03-25 | A9S65191 | 100A 1P ISOLATOR | SCHNEIDER | ISOLATOR | Acti 9 | 227.4 | 0.3969 | 59.6449 | PC
2026-03-25 | A9S65240 | 40A 2P ISOLATOR | SCHNEIDER | ISOLATOR | Acti 9 | 190.5 | 0.3969 | 75.6094 | PC
2026-03-25 | A9S65263 | 63A 2P ISOLATOR | SCHNEIDER | ISOLATOR | Acti 9 | 198.9 | 0.3969 | 52.172 | PC
2026-03-25 | A9S65291 | 100A 2P ISOLATOR | SCHNEIDER | ISOLATOR | Acti 9 | 324.5 | 0.3969 | 85.1082 | PC
2026-03-25 | A9S65340 | 40A 3P ISOLATOR | SCHNEIDER | ISOLATOR | Acti 9 | 285.4 | 0.3969 | 113.2753 | PC
2026-03-25 | A9S65363 | 63A 3P ISOLATOR | SCHNEIDER | ISOLATOR | Acti 9 | 294.9 | 0.3969 | 77.3585 | PC
2026-03-25 | A9S65391 | 100A 3P ISOLATOR | SCHNEIDER | ISOLATOR | Acti 9 | 514.4 | 0.3969 | 134.9276 | PC
2026-03-25 | A9S65392 | 125A 3P ISOLATOR | SCHNEIDER | ISOLATOR | Acti 9 | 777.1 | 0.3969 | 203.8444 | PC
2026-03-25 | A9S65440 | 40A 4P ISOLATOR | SCHNEIDER | ISOLATOR | Acti 9 | 363 | 0.3969 | 144.0747 | PC
2026-03-25 | A9S65463 | 63A 4P ISOLATOR | SCHNEIDER | ISOLATOR | Acti 9 | 371.9 | 0.3969 | 147.6071 | PC
2026-03-25 | A9S65491 | 100A 4P ISOLATOR | SCHNEIDER | ISOLATOR | Acti 9 | 627.2 | 0.3969 | 164.5424 | PC
2026-03-25 | A9S65492 | 125A 4P ISOLATOR | SCHNEIDER | ISOLATOR | Acti 9 | 931.6 | 0.3969 | 244.3919 | PC
2020-01-05 | AB2-MA31 | N/O PUSH BUTTON | AMICO | Push Button | None | 6 | 1 | 6 | PC
2020-01-05 | AB2-MD33 | SELECTOR SWITCH (3 Way, Ctrl) | AMICO | Switch | None | 16 | 1 | 16 | PC
2020-01-05 | AB2-MD42 | N/C PUSH BUTTON | AMICO | Push Button | None | 6 | 1 | 6 | PC
2021-05-21 | AB2-MS542 | E-Stop Push Button | AMICO | Push Button | None | 10 | 1 | 10 | PC
2021-05-21 | AB2-PW3361 | LED Illuminated Push Button | AMICO | Push Button | None | 15 | 1 | 15 | PC
2020-07-10 | AB6223 | Compact Com Modbus TCP 2 Port (For SGY) | FAIRFORD | SS | SGY | 1750 | 1 | 1750 | PC
2023-06-08 | ABC | Automatic Battery Charger | Relco | Charger | None | 650 | 1 | 650 | PC
2024-04-15 | ABH 103c | 60A ~ 125A 3P 50KA MCCB | LS | MCCB | METASOL | 688.04 | 0.29525 | 203.1404 | PC
2024-04-15 | ABH 104C | 60A ~ 125A 4P 50KA MCCB | LS | MCCB | METASOL | 610.79 | 0.29525 | 180.3327 | PC
2024-04-15 | ABH 203c 150A | 150A, 175A 3P 50KA MCCB | LS | MCCB | METASOL | 1047.51 | 0.29525 | 309.2721 | PC
2024-04-15 | ABH 203c 200A | 200A, 225A 3P 50KA MCCB | LS | MCCB | METASOL | 1110.34 | 0.29525 | 327.8223 | PC
2024-04-15 | ABH 203c 250A | 250A 3P 50kA MCCB | LS | MCCB | METASOL | 1221.58 | 0.29525 | 360.6654 | PC
2024-04-15 | ABH 204c 150A | 150A, 175A 4P 50kA MCCB | LS | MCCB | METASOL | 1465.69 | 0.29525 | 432.7376 | PC
2024-04-15 | ABH 204c 200A | 200A, 225A 4P 50kA MCCB | LS | MCCB | METASOL | 1465.69 | 0.29525 | 432.7376 | PC
2024-04-15 | ABH 204C 250A | 250A 4P 50KA MCCB | LS | MCCB | METASOL | 1570.75 | 0.29525 | 463.7561 | PC
2024-04-15 | ABH 403C | 300A, 400A 3P 65KA MCCB | LS | MCCB | METASOL | 2303.08 | 0.29525 | 679.9729 | PC
2024-04-15 | ABH 404C | 300A,350A, 400A 4P 50KA MCCB | LS | MCCB | METASOL | 3000.39 | 0.29525 | 885.8501 | PC
2024-04-15 | ABH 53c | 15A ~ 50A 3P 50KA MCCB | LS | MCCB | METASOL | 558.26 | 0.29525 | 164.8235 | PC
2024-04-15 | ABH 54C | 15A ~ 50A 4P 50KA MCCB | LS | MCCB | METASOL | 831.21 | 0.29525 | 245.4106 | PC
2026-07-10 | ABL2REM24150K | 24VDC Power Supply 351W, 14.6A | SCHNEIDER | DC Supply | None | 476.7 | 0.35006 | 166.8736 | PC
2024-04-15 | ABN 102c | 75A ~ 100A 2P 35kA MCCB | LS | MCCB | METASOL | 447.02 | 0.29525 | 131.9804 | PC
2024-04-15 | ABN 103C | 75A ~ 100A 3P 18kA MCCB | LS | MCCB | METASOL | 688.04 | 0.29525 | 203.1404 | PC
2024-04-15 | ABN 403C | 300A, 350A, 400A 3P 37KA MCCB | LS | MCCB | METASOL | 2058.97 | 0.29525 | 607.9006 | PC
2024-04-15 | ABN 404c | 300A, 350A, 400A 4P 37kA MCCB | LS | MCCB | METASOL | 2721.26 | 0.29525 | 803.4384 | PC
2024-04-15 | ABN 52C | 15A ~ 50A 2P 30kA MCCB | LS | MCCB | METASOL | 272.95 | 0.29525 | 80.5871 | PC
2024-04-15 | ABN 53C 40A | <= 50A 3P 14KA MCCB | LS | MCCB | METASOL | 296.64 | 0.29525 | 87.5815 | PC
2024-04-15 | ABN 62c | 60A 2P 30kA MCCB | LS | MCCB | METASOL | 272.95 | 0.29525 | 80.5871 | PC
2024-04-15 | ABN 63C | 60A 3P 14KA MCCB | LS | MCCB | METASOL | 314.15 | 0.29525 | 92.7512 | PC
2024-04-15 | ABS 1003 | 1000A 3P 65KA MCCB | LS | MCCB | METASOL | 8722.04 | 0.29525 | 2575.1387 | PC
2024-04-15 | ABS 1004 | 1000A 4P 65KA MCCB | LS | MCCB | METASOL | 11753.33 | 0.29525 | 3470.1119 | PC
2024-04-15 | ABS 102c | 15A ~ 100A 2P 85kA MCCB | LS | MCCB | METASOL | 447.02 | 0.29525 | 131.9804 | PC
2024-04-15 | ABS 103C | 16A ~ 125A 3P 37KA MCCB | LS | MCCB | METASOL | 482.04 | 0.29525 | 142.3199 | PC
2024-04-15 | ABS 104C | 16A ~ 125A 4P 37KA MCCB | LS | MCCB | METASOL | 610.79 | 0.29525 | 180.3327 | PC
2024-04-15 | ABS 1203 | 1200A 3P 65kA MCCB | LS | MCCB | METASOL | 6725.9 | 0.29525 | 1985.7883 | PC
2024-04-15 | ABS 1204 | 1200A 4P 65KA MCCB | LS | MCCB | METASOL | 9242.19 | 0.29525 | 2728.7104 | PC
2024-04-15 | ABS 203C 150A | 150A 3P 37KA MCCB | LS | MCCB | METASOL | 844.6 | 0.29525 | 249.3639 | PC
2024-04-15 | ABS 203C 200A | 175A, 200A, 225A 3P 37KA MCCB | LS | MCCB | METASOL | 854.9 | 0.29525 | 252.405 | PC
2024-04-15 | ABS 203C 250A | 250A 3P 37KA MCCB | LS | MCCB | METASOL | 959.96 | 0.29525 | 283.4234 | PC
2024-04-15 | ABS 204C 150A | 150A 4P 37KA MCCB | LS | MCCB | METASOL | 1465.69 | 0.29525 | 432.7376 | PC
2024-04-15 | ABS 204C 200A | 175A, 200A, 225A 4P 37KA MCCB | LS | MCCB | METASOL | 1465.69 | 0.29525 | 432.7376 | PC
2024-04-15 | ABS 204C 250A | 250A 4P 37kA MCCB | LS | MCCB | METASOL | 1570.75 | 0.29525 | 463.7561 | PC
2024-04-15 | ABS 803C 500A | 500A ~ 630A 3P 65KA MCCB | LS | MCCB | METASOL | 3767.74 | 0.29525 | 1112.4064 | PC
2024-04-15 | ABS 803C 700A | 700A ~ 800A 3P 65KA MCCB | LS | MCCB | METASOL | 4239.48 | 0.29525 | 1251.6853 | PC
2024-04-15 | ABS 804C 500A | 500A ~ 630A 4P 65KA MCCB | LS | MCCB | METASOL | 5024.34 | 0.29525 | 1483.4113 | PC
2024-04-15 | ABS 804C 700A | 700A ~ 800A 4P 65KA MCCB | LS | MCCB | METASOL | 5617.62 | 0.29525 | 1658.5742 | PC
2025-08-20 | ABW110 | 22mm PUSH BUTTON 1NO | IDEC | Push Button | None | 32 | 1 | 32 | PC
2026-06-16 | ACB 1SDA073675R1 | Opening release (Shunt Tripping Device) 240…250V 50Hz AC/DC, E-MAX ACB | ABB | ACB | Emax | 1339 | 0.3353 | 448.9667 | PC
2026-06-16 | ACB 1SDA073688R1 | Closing release (Shunt Closing Device) 240…250V 50Hz AC/DC, E-MAX ACB | ABB | ACB | Emax | 1368 | 0.3353 | 458.6904 | PC
2026-06-16 | ACB 1SDA073704R1 | Undervoltage Release 415…440V 50Hz AC/DC, E-MAX ACB | ABB | ACB | Emax | 1339 | 0.3353 | 448.9667 | PC
2026-06-16 | ACB 1SDA073725R1 | Gearmotor for Automatic Loading of Closing Spring (E-MAX ACB) | ABB | ACB | Emax | 7703 | 0.3353 | 2582.8159 | PC
2026-06-16 | ACB 1SDA073753R1 | Open/ closed auxiliary contacts - AUX 4Q E2.2…E6.2 | ABB | ACB | Emax | 1050 | 0.3353 | 352.065 | PC
2026-06-16 | ACB 1SDA073881R1 | Cables for mechanical interlock - E2.2 … E6.2 Type A horizontal | ABB | ACB | Emax | 1328 | 0.3353 | 445.2784 | PC
2026-06-16 | ACB 1SDA073889R1 | Lever for mechanical interlock of fixed circuit-breaker or mobile part - E2.2 Level for mechanical interlock, 3/4 poles | ABB | ACB | Emax | 939 | 0.3353 | 314.8467 | PC
2026-06-16 | ACB 1SDA073890R1 | Lever for mechanical interlock of fixed circuit-breaker or mobile part - E4.2 Level for mechanical interlock, 3/4 poles | ABB | ACB | Emax | 1127 | 0.3353 | 377.8831 | PC
2026-06-16 | ACB 1SDA073891R1 | Lever for mechanical interlock of fixed circuit-breaker or mobile part - E6.2 Level for mechanical interlock, 3 poles | ABB | ACB | Emax | 1503 | 0.3353 | 503.9559 | PC
2026-06-16 | ACB 1SDA073892R1 | Lever for mechanical interlock of fixed circuit-breaker or mobile part - E6.2 Level for mechanical interlock, 4 poles | ABB | ACB | Emax | 1503 | 0.3353 | 503.9559 | PC
2026-06-16 | ACB 1SDA073895R1 | Support for mechanical interlock of fixed circuit-breaker - E2.2 … E6.2 Type A/B/D | ABB | ACB | Emax | 2345 | 0.3353 | 786.2785 | PC
2026-06-16 | ACB 3P 0800A 50kA 1SDA080475R1 1SDA080507R1 1SDA080519R1 1SDA080531R1 | 800A 3P 50kA ACB C/W S.T, drawout | ABB | ACB | Formula | 20731 | 0.3353 | 6951.1043 | PC
2026-06-16 | ACB 3P 0800A 65kA 1SDA080480R1 1SDA080507R1 1SDA080519R1 1SDA080531R1 | 800A 3P 65kA ACB C/W S.T, drawout | ABB | ACB | Formula | 24383 | 0.3353 | 8175.6199 | PC
2026-06-16 | ACB 3P 0800A 66kA 1SDA072241R1 1SDA073909R1 1SDA073675R1 | 800A 3P 66kA ACB C/W S.T with Electronic Protection Unit, drawout | ABB | ACB | Emax | 35258 | 0.3353 | 11822.0074 | PC
2026-06-16 | ACB 3P 0800A 66kA 1SDA082157R1 1SDA073909R1 | 800A 3P 66kA ACB C/W S.T, drawout | ABB | ACB | Emax | 29046 | 0.3353 | 9739.1238 | PC
2026-06-18 | ACB 3P 1000A 50kA 1SDA080476R1 1SDA080507R1 1SDA080519R1 1SDA080531R1 | 1000A 3P 50kA ACB C/W S.T, drawout | ABB | ACB | Formula | 21461 | 0.3353 | 7195.8733 | PC
2026-06-18 | ACB 3P 1000A 65kA 1SDA080481R1 1SDA080507R1 1SDA080519R1 1SDA080531R1 | 1000A 3P 65kA ACB C/W S.T, drawout | ABB | ACB | Formula | 25230 | 0.3353 | 8459.619 | PC
2024-10-07 | ACB 3P 1000A 66kA 1SDA072271R1 1SDA073909R1 1SDA073675R1 | 1000A 3P 66kA ACB C/W S.T with Electronic Protection Unit, drawout | ABB | ACB | Emax | 33986 | 0.3353 | 11395.5058 | PC
2024-10-07 | ACB 3P 1000A 66kA 1SDA082158R1 1SDA073909R1 | 1000A 3P 66kA ACB C/W S.T, drawout | ABB | ACB | Emax | 28334 | 0.3353 | 9500.3902 | PC
2024-10-07 | ACB 3P 1000A 66kA(Fixed) 1SDA070921R1 1SDA073675R1 | 1000A 3P 66kA ACB C/W S.T, fixed - with Electronic Protection Unit | ABB | ACB | Emax | 27082 | 0.3353 | 9080.5946 | PC
2026-06-18 | ACB 3P 1250A 50kA 1SDA080477R1 1SDA080507R1 1SDA080519R1 1SDA080531R1 | 1250A 3P 50kA ACB C/W S.T, drawout | ABB | ACB | Formula | 23236 | 0.3353 | 7791.0308 | PC
2026-06-18 | ACB 3P 1250A 65kA 1SDA080482R1 1SDA080507R1 1SDA080519R1 1SDA080531R1 | 1250A 3P 65kA ACB C/W S.T, drawout | ABB | ACB | Formula | 27367 | 0.3353 | 9176.1551 | PC
2024-10-07 | ACB 3P 1250A 66kA 1SDA072301R1 1SDA073909R1 1SDA073675R1 | 1250A 3P 66kA ACB C/W S.T with Electronic Protection Unit, drawout | ABB | ACB | Emax | 36023 | 0.3353 | 12078.5119 | PC
2024-10-07 | ACB 3P 1250A 66kA 1SDA082159R1 1SDA073909R1 | 1250A 3P 66kA ACB C/W S.T, drawout | ABB | ACB | Emax | 30725 | 0.3353 | 10302.0925 | PC
2024-10-07 | ACB 3P 1250A 66kA(fixed) 1SDA070951R1 1SDA073675R1 | 1250A 3P 66kA ACB C/W S.T, fixed - with Electronic Protection Unit | ABB | ACB | Emax | 28708 | 0.3353 | 9625.7924 | PC
2026-06-18 | ACB 3P 1600A 50kA 1SDA080478R1 1SDA080507R1 1SDA080519R1 1SDA080531R1 | 1600A 3P 50kA ACB C/W S.T, drawout | ABB | ACB | Formula | 24956 | 0.3353 | 8367.7468 | PC
2026-06-18 | ACB 3P 1600A 65kA 1SDA080483R1 1SDA080507R1 1SDA080519R1 1SDA080531R1 | 1600A 3P 65kA ACB C/W S.T, drawout | ABB | ACB | Formula | 29349 | 0.3353 | 9840.7197 | PC
2024-10-07 | ACB 3P 1600A 66kA 1SDA072341R1 1SDA073909R1 1SDA073675R1 | 1600A 3P 66kA ACB C/W S.T with Electronic Protection Unit, drawout | ABB | ACB | Emax | 37455 | 0.3353 | 12558.6615 | PC
2024-10-07 | ACB 3P 1600A 66kA 1SDA082160R1 1SDA073909R1 | 1600A 3P 66kA ACB C/W S.T, drawout | ABB | ACB | Emax | 32414 | 0.3353 | 10868.4142 | PC
2024-10-07 | ACB 3P 1600A 66kA(fixed) 1SDA070991R1 1SDA073675R1 | 1600A 3P 66kA ACB C/W S.T, fixed - with Electronic Protection Unit | ABB | ACB | Emax | 29854 | 0.3353 | 10010.0462 | PC
2026-06-18 | ACB 3P 2000A 50kA 1SDA080479R1 1SDA080507R1 1SDA080519R1 1SDA080531R1 | 2000A 3P 50kA ACB C/W S.T, drawout | ABB | ACB | Formula | 33943 | 0.3353 | 11381.0879 | PC
2026-06-18 | ACB 3P 2000A 65kA 1SDA080484R1 1SDA080507R1 1SDA080519R1 1SDA080531R1 | 2000A 3P 65kA ACB C/W S.T, drawout | ABB | ACB | Formula | 39912 | 0.3353 | 13382.4936 | PC
2024-10-07 | ACB 3P 2000A 66kA 1SDA072381R1 1SDA073909R1 1SDA073675R1 | 2000A 3P 66kA ACB C/W S.T with Electronic Protection Unit, drawout | ABB | ACB | Emax | 50464 | 0.3353 | 16920.5792 | PC
2024-10-07 | ACB 3P 2000A 66kA 1SDA082161R1 1SDA073909R1 | 2000A 3P 66kA ACB C/W S.T, drawout | ABB | ACB | Emax | 42767 | 0.3353 | 14339.7751 | PC
2024-10-07 | ACB 3P 2000A 66kA(fixed) 1SDA071031R1 1SDA073675R1 | 2000A 3P 66kA ACB C/W S.T, fixed - with Electronic Protection Unit | ABB | ACB | Emax | 40248 | 0.3353 | 13495.1544 | PC
2026-06-18 | ACB 3P 2500A 50kA 1SDA080485R1 1SDA080509R1 1SDA080519R1 1SDA080531R1 | 2500A 3P 50kA ACB C/W S.T, drawout | ABB | ACB | Formula | 42213 | 0.3353 | 14154.0189 | PC
2026-06-18 | ACB 3P 2500A 65kA 1SDA080488R1 1SDA080509R1 1SDA080519R1 1SDA080531R1 | 2500A 3P 65kA ACB C/W S.T, drawout | ABB | ACB | Formula | 49653 | 0.3353 | 16648.6509 | PC
2024-10-07 | ACB 3P 2500A 66kA 1SDA072411R1 1SDA073911R1 1SDA073675R1 | 2500A 3P 66kA ACB C/W S.T with Electronic Protection Unit, drawout | ABB | ACB | Emax | 58072 | 0.3353 | 19471.5416 | PC
2024-10-07 | ACB 3P 2500A 66kA 1SDA082162R1 1SDA073911R1 | 2500A 3P 66kA ACB C/W S.T, drawout | ABB | ACB | Emax | 54942 | 0.3353 | 18422.0526 | PC
2024-10-07 | ACB 3P 2500A 66kA(fixed) 1SDA071061R1 1SDA073675R1 | 2500A 3P 66kA ACB C/W S.T, fixed - with Electronic Protection Unit | ABB | ACB | Emax | 46326 | 0.3353 | 15533.1078 | PC
2026-06-18 | ACB 3P 3200A 50kA 1SDA080486R1 1SDA080509R1 1SDA080519R1 1SDA080531R1 | 3200A 3P 50kA ACB C/W S.T, drawout | ABB | ACB | Formula | 53175 | 0.3353 | 17829.5775 | PC
2026-06-18 | ACB 3P 3200A 65kA 1SDA080489R1 1SDA080509R1 1SDA080519R1 1SDA080531R1 | 3200A 3P 65kA ACB C/W S.T, drawout | ABB | ACB | Formula | 62547 | 0.3353 | 20972.0091 | PC
2024-10-07 | ACB 3P 3200A 66kA 1SDA072491R1 1SDA073913R1 1SDA073675R1 | 3200A 3P 66kA ACB C/W S.T with Electronic Protection Unit, drawout | ABB | ACB | Emax | 67637 | 0.3353 | 22678.6861 | PC
2024-10-07 | ACB 3P 3200A 66kA 1SDA082163R1 1SDA073913R1 | 3200A 3P 66kA ACB C/W S.T, drawout | ABB | ACB | Emax | 62984 | 0.3353 | 21118.5352 | PC
2024-10-07 | ACB 3P 3200A 66kA(Fixed) 1SDA071141R1 1SDA073675R1 | 3200A 3P 66kA ACB C/W S.T, fixed - with Electronic Protection Unit | ABB | ACB | Emax | 53969 | 0.3353 | 18095.8057 | PC
2026-06-18 | ACB 3P 4000A 50kA 1SDA080487R1 1SDA080511R1 1SDA080519R1 1SDA080531R1 | 4000A 3P 50kA ACB C/W S.T, drawout | ABB | ACB | Formula | 64217 | 0.3353 | 21531.9601 | PC
2026-06-18 | ACB 3P 4000A 65kA 1SDA080490R1 1SDA080511R1 1SDA080519R1 1SDA080531R1 | 4000A 3P 65kA ACB C/W S.T, drawout | ABB | ACB | Formula | 75546 | 0.3353 | 25330.5738 | PC
2024-10-07 | ACB 3P 4000A 66kA 1SDA072541R1 1SDA073915R1 1SDA073675R1 | 4000A 3P 66kA ACB C/W S.T, with electronic protection unit, drawout | ABB | ACB | Emax | 73903 | 0.3353 | 24779.6759 | PC
2024-10-07 | ACB 3P 4000A 66kA 1SDA082164R1 1SDA073915R1 | 4000A 3P 66kA ACB C/W S.T, drawout | ABB | ACB | Emax | 73611 | 0.3353 | 24681.7683 | PC
2024-10-07 | ACB 3P 4000A 66kA(Fixed) 1SDA071191R1 1SDA073675R1 | 4000A 3P 66kA ACB C/W S.T, fixed - with Electronic Protection Unit | ABB | ACB | Emax | 58976 | 0.3353 | 19774.6528 | PC
2024-10-07 | ACB 3P 5000A 100kA 1SDA072611R1 1SDA073917R1 1SDA073675R1 | 5000A 3P 100kA ACB C/W S.T with Electronic Protection Unit, drawout | ABB | ACB | Emax | 190135 | 0.3353 | 63752.2655 | PC
2024-10-07 | ACB 3P 5000A 100kA(Fixed) 1SDA071261R1 1SDA073675R1 | 5000A 3P 100kA ACB C/W S.T, fixed - with Electronic Protection Unit | ABB | ACB | Emax | 151845 | 0.3353 | 50913.6285 | PC
2024-10-07 | ACB 3P 6300A 100kA 1SDA072641R1 1SDA073920R1 1SDA073675R1 | 6300A 3P 100kA ACB C/W S.T with Electronic Protection Unit, drawout | ABB | ACB | Emax | 241902 | 0.3353 | 81109.7406 | PC
2024-10-07 | ACB 3P 6300A 100kA(Fixed) 1SDA071291R1 1SDA073675R1 | 6300A 3P 100kA ACB C/W S.T, fixed - with Electronic Protection Unit | ABB | ACB | Emax | 193206 | 0.3353 | 64781.9718 | PC
2024-10-07 | ACB 3P 800A 66kA(Fixed) 1SDA070891R1 1SDA073675R1 | 800A 3P 66kA ACB C/W S.T, fixed - with Electronic Protection Unit | ABB | ACB | Emax | 26359 | 0.3353 | 8838.1727 | PC
2026-06-18 | ACB 4P 0800A 50kA 1SDA080491R1 1SDA080508R1 1SDA080519R1 1SDA080531R1 | 800A 4P 50kA ACB C/W S.T, drawout | ABB | ACB | Formula | 25317 | 0.3353 | 8488.7901 | PC
2026-06-18 | ACB 4P 0800A 65kA 1SDA080496R1 1SDA080508R1 1SDA080519R1 1SDA080531R1 | 800A 4P 65kA ACB C/W S.T, drawout | ABB | ACB | Formula | 29881 | 0.3353 | 10019.0993 | PC
2024-01-30 | ACB 4P 0800A 66kA 1SDA072871R1 1SDA073910R1 1SDA073675R1 | 800A 4P 66kA ACB C/W S.T with Electronic Protection Unit, drawout | ABB | ACB | Emax | 41037 | 0.3353 | 13759.7061 | PC
2024-02-03 | ACB 4P 0800A 66kA 1SDA082165R1 1SDA073910R1 | 800A 4P 66KA ACB C/W S.T, drawout | ABB | ACB | Emax | 33505 | 0.3353 | 11234.2265 | PC
2026-06-18 | ACB 4P 1000A 50kA 1SDA080492R1 1SDA080508R1 1SDA080519R1 1SDA080531R1 | 1000A 4P 50kA ACB C/W S.T, drawout | ABB | ACB | Formula | 26228 | 0.3353 | 8794.2484 | PC
2026-06-18 | ACB 4P 1000A 65kA 1SDA080497R1 1SDA080508R1 1SDA080519R1 1SDA080531R1 | 1000A 4P 65kA ACB C/W S.T, drawout | ABB | ACB | Formula | 30941 | 0.3353 | 10374.5173 | PC
2024-10-07 | ACB 4P 1000A 66kA 1SDA072901R1 1SDA073910R1 1SDA073675R1 | 1000A 4P 66kA ACB C/W S.T with Electronic Protection Unit, drawout | ABB | ACB | Emax | 42168 | 0.3353 | 14138.9304 | PC
2024-10-07 | ACB 4P 1000A 66kA 1SDA082171R1 1SDA073910R1 | 1000A 4P 66KA ACB C/W S.T, drawout | ABB | ACB | Emax | 34857 | 0.3353 | 11687.5521 | PC
2024-10-07 | ACB 4P 1000A 66kA(Fixed) 1SDA071551R1 1SDA073675R1 | 1000A 4P 66kA ACB C/W S.T, fixed - with Electronic Protection Unit | ABB | ACB | Emax | 33537 | 0.3353 | 11244.9561 | PC
2026-06-18 | ACB 4P 1250A 50kA 1SDA080493R1 1SDA080508R1 1SDA080519R1 1SDA080531R1 | 1250A 4P 50kA ACB C/W S.T, drawout | ABB | ACB | Formula | 28448 | 0.3353 | 9538.6144 | PC
2026-06-18 | ACB 4P 1250A 65kA 1SDA080498R1 1SDA080508R1 1SDA080519R1 1SDA080531R1 | 1250A 4P 65kA ACB C/W S.T, drawout | ABB | ACB | Formula | 33612 | 0.3353 | 11270.1036 | PC
2024-10-07 | ACB 4P 1250A 66kA 1SDA072931R1 1SDA073910R1 1SDA073675R1 | 1250A 4P 66kA ACB C/W S.T with Electronic Protection Unit, drawout | ABB | ACB | Emax | 44713 | 0.3353 | 14992.2689 | PC
2024-10-07 | ACB 4P 1250A 66kA 1SDA082172R1 1SDA073910R1 | 1250A 4P 66kA ACB C/W S.T, drawout | ABB | ACB | Emax | 37845 | 0.3353 | 12689.4285 | PC
2024-10-07 | ACB 4P 1250A 66kA(Fixed) 1SDA071581R1 1SDA073675R1 | 1250A 4P 66kA ACB C/W S.T, fixed - with Electronic Protection Unit | ABB | ACB | Emax | 35571 | 0.3353 | 11926.9563 | PC
2026-06-18 | ACB 4P 1600A 50kA 1SDA080494R1 1SDA080508R1 1SDA080519R1 1SDA080531R1 | 1600A 4P 50kA ACB C/W S.T, drawout | ABB | ACB | Formula | 30598 | 0.3353 | 10259.5094 | PC
2026-06-18 | ACB 4P 1600A 65kA 1SDA080499R1 1SDA080508R1 1SDA080519R1 1SDA080531R1 | 1600A 4P 65kA ACB C/W S.T, drawout | ABB | ACB | Formula | 36089 | 0.3353 | 12100.6417 | PC
2024-10-07 | ACB 4P 1600A 66kA 1SDA072971R1 1SDA073910R1 1SDA073675R1 | 1600A 4P 66kA ACB C/W S.T with Electronic Protection Unit, drawout | ABB | ACB | Emax | 46505 | 0.3353 | 15593.1265 | PC
2024-10-07 | ACB 4P 1600A 66kA 1SDA082173R1 1SDA073910R1 | 1600A 4P 66kA ACB C/W S.T, drawout | ABB | ACB | Emax | 39958 | 0.3353 | 13397.9174 | PC
2024-10-07 | ACB 4P 1600A 66kA(Fixed) 1SDA071621R1 1SDA073675R1 | 1600A 4P 66kA ACB C/W S.T, fixed - with Electronic Protection Unit | ABB | ACB | Emax | 37003 | 0.3353 | 12407.1059 | PC
2026-06-18 | ACB 4P 2000A 50KA 1SDA080495R1 1SDA080508R1 1SDA080519R1 1SDA080531R1 | 2000A 4P 50kA ACB C/W S.T, drawout | ABB | ACB | Formula | 41830 | 0.3353 | 14025.599 | PC
2026-06-18 | ACB 4P 2000A 50kA 1SDA080500R1 1SDA080508R1 1SDA080519R1 1SDA080531R1 | 2000A 4P 65kA ACB C/W S.T, drawout | ABB | ACB | Formula | 49294 | 0.3353 | 16528.2782 | PC
2024-10-07 | ACB 4P 2000A 66kA 1SDA073011R1 1SDA073910R1 1SDA073675R1 | 2000A 4P 66kA ACB C/W S.T with Electronic Protection Unit, drawout | ABB | ACB | Emax | 62767 | 0.3353 | 21045.7751 | PC
2024-10-07 | ACB 4P 2000A 66kA 1SDA082174R1 1SDA073910R1 | 2000A 4P 66kA ACB C/W S.T, drawout | ABB | ACB | Emax | 52898 | 0.3353 | 17736.6994 | PC
2024-10-07 | ACB 4P 2000A 66kA(Fixed) 1SDA071661R1 1SDA073675R1 | 2000A 4P 66Ka ACB C/W S.T, fixed - with Electronic Protection Unit | ABB | ACB | Emax | 49996 | 0.3353 | 16763.6588 | PC
2026-06-18 | ACB 4P 2500A 50kA 1SDA080501R1 1SDA080510R1 1SDA080519R1 1SDA080531R1 | 2500A 4P 50kA ACB C/W S.T, drawout | ABB | ACB | Formula | 52167 | 0.3353 | 17491.5951 | PC
2026-06-18 | ACB 4P 2500A 65kA 1SDA080504R1 1SDA080510R1 1SDA080519R1 1SDA080531R1 | 2500A 4P 65kA ACB C/W S.T, drawout | ABB | ACB | Formula | 61468 | 0.3353 | 20610.2204 | PC
2024-10-07 | ACB 4P 2500A 66kA 1SDA073041R1 1SDA073912R1 1SDA073675R1 | 2500A 4P 66kA ACB C/W S.T with Electronic Protection Unit, drawout | ABB | ACB | Emax | 72275 | 0.3353 | 24233.8075 | PC
2024-10-07 | ACB 4P 2500A 66kA 1SDA082175R1 1SDA073912R1 | 2500A 4P 66kA ACB C/W S.T, drawout | ABB | ACB | Emax | 68117 | 0.3353 | 22839.6301 | PC
2024-10-07 | ACB 4P 2500A 66kA(Fixed) 1SDA071691R1 1SDA073675R1 | 2500A 4P 66kA ACB C/W S.T, fixed - with Electronic Protection Unit | ABB | ACB | Emax | 57593 | 0.3353 | 19310.9329 | PC
2026-06-18 | ACB 4P 3200A 50kA 1SDA080502R1 1SDA080510R1 1SDA080519R1 1SDA080531R1 | 3200A 4P 50kA ACB C/W S.T, drawout | ABB | ACB | Formula | 65870 | 0.3353 | 22086.211 | PC
2026-06-18 | ACB 4P 3200A 65kA 1SDA080505R1 1SDA080510R1 1SDA080519R1 1SDA080531R1 | 3200A 4P 65kA ACB C/W S.T, drawout | ABB | ACB | Formula | 77586 | 0.3353 | 26014.5858 | PC
2024-10-07 | ACB 4P 3200A 66kA 1SDA073121R1 1SDA073914R1 1SDA073675R1 | 3200A 4P 66kA ACB C/W S.T with Electronic Protection Unit, drawout | ABB | ACB | Emax | 84231 | 0.3353 | 28242.6543 | PC
2024-10-07 | ACB 4P 3200A 66kA 1SDA082176R1 1SDA073914R1 | 3200A 4P 66kA ACB C/W S.T, drawout | ABB | ACB | Emax | 78171 | 0.3353 | 26210.7363 | PC
2024-10-07 | ACB 4P 3200A 66kA(Fixed) 1SDA071771R1 1SDA073675R1 | 3200A 4P 66kA ACB C/W S.T, fixed - with Electronic Protection Unit | ABB | ACB | Emax | 67147 | 0.3353 | 22514.3891 | PC
2026-06-18 | ACB 4P 4000A 50kA 1SDA080503R1 1SDA080512R1 1SDA080519R1 1SDA080531R1 | 4000A 4P 50kA ACB C/W S.T, drawout | ABB | ACB | Formula | 79673 | 0.3353 | 26714.3569 | PC
2026-06-18 | ACB 4P 4000A 65kA 1SDA080506R1 1SDA080512R1 1SDA080519R1 1SDA080531R1 | 4000A 4P 65kA ACB C/W S.T, drawout | ABB | ACB | Formula | 93836 | 0.3353 | 31463.2108 | PC
2024-10-07 | ACB 4P 4000A 66kA 1SDA073171R1 1SDA073916R1 1SDA073675R1 | 4000A 4P 66kA ACB C/W S.T with Electronic Protection Unit, drawout | ABB | ACB | Emax | 92064 | 0.3353 | 30869.0592 | PC
2024-10-07 | ACB 4P 4000A 66kA 1SDA082177R1 1SDA073916R1 | 4000A 4P 66kA ACB C/W S.T, drawout | ABB | ACB | Emax | 91453 | 0.3353 | 30664.1909 | PC
2024-10-07 | ACB 4P 4000A 66kA(Fixed) 1SDA071821R1 1SDA073675R1 | 4000A 4P 66kA ACB C/W S.T, fixed - with Electronic Protection Unit | ABB | ACB | Emax | 73406 | 0.3353 | 24613.0318 | PC
2024-10-07 | ACB 4P 5000A 100kA 1SDA073331R1 1SDA073919R1 1SDA073675R1 | 5000A 4P 100kA ACB C/W S.T with Electronic Protection Unit, drawout | ABB | ACB | Emax | 246799 | 0.3353 | 82751.7047 | PC
2024-10-07 | ACB 4P 5000A 100kA 1SDA073555R1 1SDA073919R1 1SDA073675R1 1SDA073753R1 | 5000A 4P 100kA ACB C/W S.T, drawout | ABB | ACB | Emax | 191253 | 0.3353 | 64127.1309 | PC
2024-10-07 | ACB 4P 5000A 100kA(Fixed) 1SDA071981R1 1SDA073675R1 | 5000A 4P 100kA ACB C/W S.T, fixed - with Electronic Protection Unit | ABB | ACB | Emax | 197022 | 0.3353 | 66061.4766 | PC
2024-10-07 | ACB 4P 6300A 100kA 1SDA073361R1 1SDA073922R1 1SDA073675R1 | 6300A 4P 100kA ACB C/W S.T with Electronic Protection Unit, drawout | ABB | ACB | Emax | 314096 | 0.3353 | 105316.3888 | PC
2024-10-07 | ACB 4P 6300A 100kA 1SDA073557R1 1SDA073922R1 1SDA073675R1 1SDA073753R1 | 6300A 4P 100kA ACB C/W S.T, drawout | ABB | ACB | Emax | 239611 | 0.3353 | 80341.5683 | PC
2024-10-07 | ACB 4P 6300A 66kA(Fixed) 1SDA072011R1 1SDA073675R1 | 6300A 4P 100kA ACB C/W S.T, fixed - with Electronic Protection Unit | ABB | ACB | Emax | 250791 | 0.3353 | 84090.2223 | PC
2024-10-07 | ACB 4P 800A 66kA(Fixed) 1SDA071521R1 1SDA073675R1 | 800A 4P 66kA ACB C/W S.T, fixed - with Electronic Protection Unit | ABB | ACB | Emax | 32634 | 0.3353 | 10942.1802 | PC
2020-01-05 | AD22-22D | PILOT LAMP,240VAC | FD | I/L | None | 4 | 1 | 4 | PC
2020-01-05 | AD58-22D | PILOT LAMP,24VDC | FD | I/L | None | 4 | 1 | 4 | PC
2026-06-16 | AF09-40-00-13 | 25A 4P CONTACTOR, AC-1 | ABB | Contactor | AF | 347 | 0.3353 | 116.3491 | PC
2026-06-16 | AF16-40-00-13 | 30A 4P CONTACTOR, AC-1 | ABB | Contactor | AF | 509 | 0.3353 | 170.6677 | PC
2026-06-16 | AF190-40-00-13 | 275A 4P CONTACTOR | ABB | Contactor | AF | 11241 | 0.3353 | 3769.1073 | PC
2026-06-16 | AF26-40-00-13 | 45A 4P CONTACTOR, AC-1 | ABB | Contactor | AF | 678 | 0.3353 | 227.3334 | PC
2026-06-16 | AF38-40-00-13 | 55A 4P CONTACTOR, AC-1 | ABB | Contactor | AF | 1145 | 0.3353 | 383.9185 | PC
2021-03-12 | AH5F | Delay off timer | Anly | Relay | none | 155 | 1 | 155 | PC
2024-04-15 | AL | ALARM SWITCH | LS | MCCB | SUSOL | 216.3 | 0.29525 | 63.8615 | PC
2023-05-24 | AL 24 | Alarm Relay with 24VDC | Mikro | Relay | None | 86 | 0.8 | 68.8 | PC
2021-05-21 | AMY-N2 | Delay On Timer | Anly | Relay | None | 110 | 0.75 | 82.5 | PC
2024-04-15 | AN-06D 3P | 630A 3P 65kA ACB C/W S.T | LS | ACB | METASOL | 13885.43 | 0.29525 | 4099.6038 | PC
2024-04-15 | AN-06D 4P | 630A 4P 65kA ACB C/W S.T | LS | ACB | METASOL | 17792.22 | 0.29525 | 5253.064 | PC
2024-04-15 | AN-08D 3P | 800A 3P 65kA ACB C/W S.T | LS | ACB | METASOL | 14366.44 | 0.29525 | 4241.6196 | PC
2024-04-15 | AN-08D 4P | 800A 4P 65kA ACB C/W S.T | LS | ACB | METASOL | 17792.22 | 0.29525 | 5253.064 | PC
2024-04-15 | AN-10D 3P | 1000A 3P 65kA ACB C/W S.T | LS | ACB | METASOL | 16118.47 | 0.29525 | 4758.8977 | PC
2024-04-15 | AN-10D 4P | 1000A 4P 65kA ACB C/W S.T | LS | ACB | METASOL | 19537.04 | 0.29525 | 5768.2134 | PC
2024-04-15 | AN-13D 3P | 1250A 3P 65KA ACB C/W S.T | LS | ACB | METASOL | 16571.67 | 0.29525 | 4892.7027 | PC
2024-04-15 | AN-13D 4P | 1250A 4P 65kA ACB C/W S.T | LS | ACB | METASOL | 20234.35 | 0.29525 | 5974.0907 | PC
2024-04-15 | AN-16D 3P | 1600A 3P 65kA ACB C/W S.T | LS | ACB | METASOL | 17792.22 | 0.29525 | 5253.064 | PC
2024-04-15 | AN-16D 4P | 1600A 4P 65kA ACB C/W S.T | LS | ACB | METASOL | 21630 | 0.29525 | 6386.1494 | PC
2025-08-28 | APM 160kW POWR UNIT | APM1A0C16N401, APM6A0CTLN401, VW3A83CDG020 POWER UNIT, CONTROL UNIT, CABLE RM21,165.23, RM3,600.84, RM606.72 | SCHNEIDER | VSD | APM | 27000 | 1 | 27000 | SET
2025-08-20 | APN199DN | 30mm PILOT LAMP 24VDC/240VAC | IDEC | I/L | None | 45 | 1 | 45 | PC
2024-04-15 | AS-20D 3P | 2000A 3P 70KA ACB C/W S.T | LS | ACB | METASOL | 23722.96 | 0.29525 | 7004.0853 | PC
2024-04-15 | AS-20D 4P | 2000A 4P 70kA ACB C/W S.T | LS | ACB | METASOL | 28607.22 | 0.29525 | 8446.1387 | PC
2024-04-15 | AS-25E 3P | 2500A 3P 70kA ACB C/W S.T | LS | ACB | METASOL | 30352.04 | 0.29525 | 8961.288 | PC
2024-04-15 | AS-25E 4P | 2500A 4P 85kA ACB C/W S.T | LS | ACB | METASOL | 37677.4 | 0.29525 | 11124.064 | PC
2024-04-15 | AS-32E 3P | 3200A 3P 85kA ACB C/W S.T | LS | ACB | METASOL | 40119.53 | 0.29525 | 11845.0906 | PC
2024-04-15 | AS-32E 4P | 3200A 4P 85kA ACB C/W S.T | LS | ACB | METASOL | 48143.23 | 0.29525 | 14214.0479 | PC
2024-04-15 | AS-40E 3P | 4000A 3P 85kA ACB C/W S.T | LS | ACB | METASOL | 48143.23 | 0.29525 | 14214.0479 | PC
2024-04-15 | AS-40E 4P | 4000A 4P 85KA ACB C/W S.T | LS | ACB | METASOL | 59307.4 | 0.29525 | 17510.2133 | PC
2024-04-15 | AS-50F 3P | 5000A 3P 100kA ACB C/W S.T | LS | ACB | METASOL | 95937.29 | 0.29525 | 28325.0052 | PC
2024-04-15 | AS-50F 4P | 5000A 4P 100kA ACB C/W S.T | LS | ACB | METASOL | 111636.55 | 0.29525 | 32960.1332 | PC
2019-07-02 | AT2e-R | 24 Hour Timer | ABB | Relay | pro M | 65 | 1 | 65 | PC
2026-07-10 | ATS01N209QN | Soft-Start Stop 9A 380 415V (for 4.0kW) | SCHNEIDER | SS | ATS | 2731 | 0.35721 | 975.5405 | PC
2026-07-10 | ATS01N212QN | Soft-Start Stop 12A 380 415V (for 5.5kW) | SCHNEIDER | SS | ATS | 2975 | 0.35721 | 1062.6997 | PC
2026-07-10 | ATS01N222QN | Soft-Start Stop 22A 380 415V (for 11kW) | SCHNEIDER | SS | ATS | 3706 | 0.35721 | 1323.8203 | PC
2026-07-10 | ATS01N232QN | Soft-start Stop 32A 380 415V (for 15kW) | SCHNEIDER | SS | ATS | 4866 | 0.35721 | 1738.1839 | PC
2026-07-10 | ATS22C11Q | Electronic Soft Starter Control 220V POW (for 55kW) | SCHNEIDER | SS | ATS | 18260 | 0.35721 | 6522.6546 | PC
2026-07-10 | ATS22C14Q | Electronic Soft Starter Control 220V POW (for 70kW) | SCHNEIDER | SS | ATS | 19536 | 0.35721 | 6978.4546 | PC
2026-07-10 | ATS22C17Q | Electronic Soft Starter Control 220V POW (for 90kW) | SCHNEIDER | SS | ATS | 26791 | 0.35721 | 9570.0131 | PC
2026-07-10 | ATS22C25Q | Electronic Soft Starter Control 220V POW 250A (for 132kW) | SCHNEIDER | SS | ATS | 32797 | 0.35721 | 11715.4164 | PC
2026-07-10 | ATS22C32Q | Soft Starter 320A 440V 230V CTRL (for 160kW) | SCHNEIDER | SS | ATS | 38283 | 0.35721 | 13675.0704 | PC
2026-07-10 | ATS22C48Q | Soft-start Stop 480A 440V (for 250kW) | SCHNEIDER | SS | ATS | 52857 | 0.35721 | 18881.049 | PC
2026-07-10 | ATS22D17Q | Soft Starter 17A 440V 230V CTRL (for 7.5kW) | SCHNEIDER | SS | ATS | 9522 | 0.35721 | 3401.3536 | PC
2026-07-10 | ATS22D32Q | Soft Starter 32A 440V 230V CTRL (for 15kW) | SCHNEIDER | SS | ATS | 10737 | 0.35721 | 3835.3638 | PC
2025-09-11 | ATS22D41Q | Soft Starter 410A 440V 230V CTRL (for 200kW) | SCHNEIDER | SS | ATS | 10000 | 1 | 10000 | PC
2026-07-10 | ATS22D47Q | Soft Starter 47A 440V 230V CTRL (for 22kW) | SCHNEIDER | SS | ATS | 11235 | 0.35721 | 4013.2544 | PC
2026-07-10 | ATS22D62Q | Soft Starter 62A 440V 230V CTRL (for 30kW) | SCHNEIDER | SS | ATS | 12763 | 0.35721 | 4559.0712 | PC
2026-07-10 | ATS22D75Q | Electronic Soft Starter Control 220V POW 75A (for 37kW) | SCHNEIDER | SS | ATS | 14664 | 0.35721 | 5238.1274 | PC
2026-07-10 | ATS22D88Q | Electronic Soft Starter Control 220V POW 88A (for 45kW) | SCHNEIDER | SS | ATS | 17336 | 0.35721 | 6192.5926 | PC
2026-07-10 | ATS480M12Y | Soft starter, Altistart 480, 1200A, 208 to 690V AC, control supply 110 to 230V AC | SCHNEIDER | SS | ATS | 161092 | 0.35721 | 57543.6733 | PC
2019-11-14 | ATV12HU15M2 | AT12 1.5kW VSD, 240V 1PH | SCHNEIDER | VSD | ATV210 | 3272 | 0.35721 | 1168.7911 | PC
2026-07-10 | ATV310HD11N4E | ATV310 11kW VSD | SCHNEIDER | VSD | ATV310 | 9297 | 0.35006 | 3254.5078 | PC
2026-07-10 | ATV310HD15N4E | ATV310 15kW VSD | SCHNEIDER | VSD | ATV310 | 10079 | 0.35006 | 3528.2547 | PC
2024-01-26 | ATV310HU037N4E | ATV310 0.37kW VSD | SCHNEIDER | VSD | ATV310 | 690 | 1 | 690 | PC
2024-01-26 | ATV310HU075N4E | ATV310 0.75kW VSD | SCHNEIDER | VSD | ATV310 | 750 | 1 | 750 | PC
2026-07-10 | ATV310HU15N4E | ATV310 1.5kW VSD | SCHNEIDER | VSD | ATV310 | 3462 | 0.35006 | 1211.9077 | PC
2026-07-10 | ATV310HU22N4E | ATV310 2.2kW VSD | SCHNEIDER | VSD | ATV310 | 3694 | 0.35006 | 1293.1216 | PC
2026-07-10 | ATV310HU30N4E | ATV310 3kW VSD | SCHNEIDER | VSD | ATV310 | 3910 | 0.35006 | 1368.7346 | PC
2026-07-10 | ATV310HU40N4E | ATV310 4kW VSD | SCHNEIDER | VSD | ATV310 | 4293 | 0.35006 | 1502.8076 | PC
2026-07-10 | ATV310HU55N4E | ATV310 5.5kW VSD | SCHNEIDER | VSD | ATV310 | 6357 | 0.35006 | 2225.3314 | PC
2026-07-10 | ATV310HU75N4E | ATV310 7.5kW VSD | SCHNEIDER | VSD | ATV310 | 6768 | 0.35006 | 2369.2061 | PC
2026-07-10 | ATV320D15N4B | ATV320 15kW VSD | SCHNEIDER | VSD | ATV320 | 20890 | 0.35721 | 7462.1169 | PC
2026-07-10 | ATV610C11N4 | ATV610 110kW VSD | SCHNEIDER | VSD | ATV610 | 71621 | 0.35006 | 25071.6473 | PC
2026-07-10 | ATV610C13N4 | ATV610 132kW VSD | SCHNEIDER | VSD | ATV610 | 74118 | 0.35006 | 25945.7471 | PC
2026-07-10 | ATV610C16N4 | ATV610 160kW VSD | SCHNEIDER | VSD | ATV610 | 93348 | 0.35006 | 32677.4009 | PC
2026-07-10 | ATV610D11N4 | ATV610 11kW VSD | SCHNEIDER | VSD | ATV610 | 14538 | 0.35006 | 5089.1723 | PC
2026-07-10 | ATV610D15N4 | ATV610 15kW VSD | SCHNEIDER | VSD | ATV610 | 14610 | 0.35006 | 5114.3766 | PC
2026-07-10 | ATV610D18N4 | ATV610 18.5kW VSD | SCHNEIDER | VSD | ATV610 | 15877 | 0.35006 | 5557.9026 | PC
2026-07-10 | ATV610D22N4 | ATV610 22kW VSD | SCHNEIDER | VSD | ATV610 | 17983 | 0.35006 | 6295.129 | PC
2026-07-10 | ATV610D30N4 | ATV610 30kW VSD | SCHNEIDER | VSD | ATV610 | 21331 | 0.35006 | 7467.1299 | PC
2026-07-10 | ATV610D37N4 | ATV610 37KW VSD | SCHNEIDER | VSD | ATV610 | 26095 | 0.35006 | 9134.8157 | PC
2026-07-10 | ATV610D45N4 | ATV610 45kW VSD | SCHNEIDER | VSD | ATV610 | 31991 | 0.35006 | 11198.7695 | PC
2026-07-10 | ATV610D55N4 | ATV610 55kW VSD | SCHNEIDER | VSD | ATV610 | 38594 | 0.35006 | 13510.2156 | PC
2026-07-10 | ATV610D75N4 | ATV610 75kW VSD | SCHNEIDER | VSD | ATV610 | 45011 | 0.35006 | 15756.5507 | PC
2026-07-10 | ATV610D90N4 | ATV610 90kW VSD | SCHNEIDER | VSD | ATV610 | 56407 | 0.35006 | 19745.8344 | PC
2026-07-10 | ATV610U07N4 | ATV610 0.75kW VSD | SCHNEIDER | VSD | ATV610 | 7910 | 0.35006 | 2768.9746 | PC
2026-07-10 | ATV610U22N4 | ATV610 2.2kW VSD | SCHNEIDER | VSD | ATV610 | 8782 | 0.35006 | 3074.2269 | PC
2026-07-10 | ATV610U30N4 | ATV610 3kW VSD | SCHNEIDER | VSD | ATV610 | 9153 | 0.35006 | 3204.0992 | PC
2026-07-10 | ATV610U40N4 | ATV610 4kW VSD | SCHNEIDER | VSD | ATV610 | 9261 | 0.35006 | 3241.9057 | PC
2026-07-10 | ATV610U55N4 | ATV610 5.5kW VSD | SCHNEIDER | VSD | ATV610 | 10639 | 0.35006 | 3724.2883 | PC
2026-07-10 | ATV610U75N4 | ATV610 7.5kW VSD | SCHNEIDER | VSD | ATV610 | 11499 | 0.35006 | 4025.3399 | PC
2026-07-10 | ATV630C11N4 | ATV630 110kW VSD | SCHNEIDER | VSD | ATV630 | 93210 | 0.35721 | 33295.5441 | PC
2026-07-10 | ATV630C16N4 | ATV630 160kW VSD | SCHNEIDER | VSD | ATV630 | 126381 | 0.35721 | 45144.557 | PC
2026-07-10 | ATV630C22N4 | ATV630 220kW VSD | SCHNEIDER | VSD | ATV630 | 152801 | 0.35721 | 54582.0452 | PC
2026-07-10 | ATV630C25N4 | ATV630 250kW VSD | SCHNEIDER | VSD | ATV630 | 177212 | 0.35721 | 63301.8985 | PC
2026-07-10 | ATV630C31N4 | ATV630 315kW VSD | SCHNEIDER | VSD | ATV630 | 228042 | 0.35721 | 81458.8828 | PC
2026-07-10 | ATV630D15N4 | ATV630 15kW VSD | SCHNEIDER | VSD | ATV630 | 21028 | 0.35721 | 7511.4119 | PC
2026-07-10 | ATV630D18N4 | ATV630 18.5kW VSD | SCHNEIDER | VSD | ATV630 | 24345 | 0.35721 | 8696.2775 | PC
2026-07-10 | ATV630D22N4 | ATV630 22kW VSD | SCHNEIDER | VSD | ATV630 | 29773 | 0.35721 | 10635.2133 | PC
2026-07-10 | ATV630D30N4 | ATV630 30kW VSD | SCHNEIDER | VSD | ATV630 | 32806 | 0.35721 | 11718.6313 | PC
2026-07-10 | ATV630D37N4 | ATV630 37kW VSD | SCHNEIDER | VSD | ATV630 | 39563 | 0.35721 | 14132.2992 | PC
2026-07-10 | ATV630D45N4 | ATV630 45kW VSD | SCHNEIDER | VSD | ATV630 | 45547 | 0.35721 | 16269.8439 | PC
2026-07-10 | ATV630D75N4 | ATV630 75kW VSD | SCHNEIDER | VSD | ATV630 | 66369 | 0.35721 | 23707.6705 | PC
2026-07-10 | ATV630D90N4 | ATV630 90kW VSD | SCHNEIDER | VSD | ATV630 | 76967 | 0.35721 | 27493.3821 | PC
2026-07-10 | ATV630U15N4 | ATV630 1.5kW VSD | SCHNEIDER | VSD | ATV630 | 11660 | 0.35721 | 4165.0686 | PC
2026-07-10 | ATV630U22N4 | ATV630 2.2kW VSD | SCHNEIDER | VSD | ATV630 | 11876 | 0.35721 | 4242.226 | PC
2026-07-10 | ATV630U30N4 | ATV630 3kW VSD | SCHNEIDER | VSD | ATV630 | 12587 | 0.35721 | 4496.2023 | PC
2026-07-10 | ATV630U40N4 | ATV630 4kW VSD | SCHNEIDER | VSD | ATV630 | 12855 | 0.35721 | 4591.9345 | PC
2026-07-10 | ATV630U55N4 | ATV630 5.5kW VSD | SCHNEIDER | VSD | ATV630 | 13246 | 0.35721 | 4731.6037 | PC
2026-07-10 | ATV630U75N4 | ATV630 7.5kW VSD | SCHNEIDER | VSD | ATV630 | 14930 | 0.35721 | 5333.1453 | PC
2026-07-10 | ATV650D15N4 | ATV650 15kW VSD | SCHNEIDER | VSD | ATV650 | 25463 | 0.35721 | 9095.6382 | PC
2026-07-10 | ATV650U15N4 | ATV650 1.5kW VSD | SCHNEIDER | VSD | ATV650 | 16926 | 0.35721 | 6046.1365 | PC
2026-07-10 | ATV650U22N4 | ATV650 2.2kW VSD | SCHNEIDER | VSD | ATV650 | 17478 | 0.35721 | 6243.3164 | PC
2026-07-10 | ATV650U30N4 | ATV650 3kW VSD | SCHNEIDER | VSD | ATV650 | 17672 | 0.35721 | 6312.6151 | PC
2026-07-10 | ATV650U55N4 | ATV650 5.5kW VSD | SCHNEIDER | VSD | ATV650 | 18606 | 0.35721 | 6646.2493 | PC
2026-07-10 | ATV650U75N4 | ATV650 7.5kW VSD | SCHNEIDER | VSD | ATV650 | 19441 | 0.35721 | 6944.5196 | PC
2026-07-10 | ATV930C22N4 | ATV930 220KW VSD | SCHNEIDER | VSD | ATV930 | 178605 | 0.35721 | 63799.4921 | PC
2026-07-10 | ATV930C25N4C | ATV930 250KW VSD | SCHNEIDER | VSD | ATV930 | 206640 | 0.35721 | 73813.8744 | PC
2024-04-15 | AU100-11 | Contactor Accessories, MC185 to MC800 Side Mount, 2P, 1NO+1NC | LS | Contactor | METASOL | 81.9 | 0.405 | 33.1695 | PC
2025-08-20 | AVW401R | E-Stop push button, 1 N/C | IDEC | Push Button | None | 75 | 1 | 75 | PC
2024-04-15 | AX | AUX SWITCH | LS | MCCB | SUSOL | 216.3 | 0.29525 | 63.8615 | PC
2026-06-16 | AX09-30-10 | 9A 3P CONTACTOR, 240VAC COIL | ABB | Contactor | AX | 144 | 0.3353 | 48.2832 | PC
2026-06-16 | AX115-30-11 | 115A 3P CONTACTOR, 240VAC COIL | ABB | Contactor | AX | 1518 | 0.3353 | 508.9854 | PC
2026-06-16 | AX12-30-10 | 12A 3P CONTACTOR, 240VAC COIL | ABB | Contactor | AX | 179 | 0.3353 | 60.0187 | PC
2026-06-16 | AX150-30-11 | 150A 3P CONTACTOR, 240VAC COIL | ABB | Contactor | AX | 2358 | 0.3353 | 790.6374 | PC
2026-06-16 | AX18-30-10 | 18A 3P CONTACTOR, 240VAC COIL | ABB | Contactor | AX | 224 | 0.3353 | 75.1072 | PC
2026-06-16 | AX185-30-11 | 185A 3P CONTACTOR, 240VAC COIL | ABB | Contactor | AX | 3281 | 0.3353 | 1100.1193 | PC
2026-06-16 | AX205-30-11 | 205A 3P CONTACTOR, 240VAC COIL | ABB | Contactor | AX | 5169 | 0.3353 | 1733.1657 | PC
2026-06-16 | AX25-30-10 | 25A 3P CONTACTOR, 240VAC COIL | ABB | Contactor | AX | 318 | 0.3353 | 106.6254 | PC
2026-06-16 | AX260-30-11 | 260A 3P CONTACTOR, 240VAC COIL | ABB | Contactor | AX | 5958 | 0.3353 | 1997.7174 | PC
2026-06-16 | AX300-30-11 | 300A 3P CONTACTOR, 240VAC COIL | ABB | Contactor | AX | 6854 | 0.3353 | 2298.1462 | PC
2026-06-16 | AX32-30-10 | 32A 3P CONTACTOR, 240VAC COIL | ABB | Contactor | AX | 408 | 0.3353 | 136.8024 | PC
2026-06-16 | AX370-30-11 | 370A 3P CONTACTOR, 240VAC COIL | ABB | Contactor | AX | 7368 | 0.3353 | 2470.4904 | PC
2024-04-15 | AX3b + AL3b | AUX + Alarm Switch - FROM 300A TO 800A | LS | MCCB | METASOL | 342.99 | 0.29525 | 101.2661 | PC
2026-06-16 | AX40-30-10 | 40A 3P CONTACTOR, 240VAC COIL | ABB | Contactor | AX | 500 | 0.3353 | 167.65 | PC
2024-04-15 | AX4b + AL4b | AUX + Alarm Switch - FROM 1000A TO 1200A | LS | MCCB | METASOL | 413.03 | 0.29525 | 121.945 | PC
2026-06-16 | AX50-30-11 | 50A 3P CONTACTOR, 240VAC COIL | ABB | Contactor | AX | 700 | 0.3353 | 234.71 | PC
2026-06-16 | AX65-30-11 | 65A 3P CONTACTOR, 240VAC COIL | ABB | Contactor | AX | 1034 | 0.3353 | 346.7002 | PC
2026-06-16 | AX80-30-11 | 80A 3P CONTACTOR, 240VAC COIL | ABB | Contactor | AX | 1095 | 0.3353 | 367.1535 | PC
2026-06-16 | AX95-30-11 | 95A 3P CONTACTOR, 240VAC COIL | ABB | Contactor | AX | 1192 | 0.3353 | 399.6776 | PC
2023-01-27 | BH2-T10 3P C40 | 40A 3P 10kA MCB | MITSUBISHI | MCB | None | 88 | 0.63 | 55.44 | PC
2022-12-20 | BHW-T10 1P C10 | 10A 1P 10kA MCB | MITSUBISHI | MCB | None | 14 | 0.63 | 8.82 | PC
2022-12-20 | BHW-T10 1P C16 | 16A 1P 10kA MCB | MITSUBISHI | MCB | None | 14 | 0.63 | 8.82 | PC
2022-12-20 | BHW-T10 1P C20 | 20A 1P 10kA MCB | MITSUBISHI | MCB | None | 14 | 0.63 | 8.82 | PC
2022-12-20 | BHW-T10 1P C25 | 25A 1P 10kA MCB | MITSUBISHI | MCB | None | 14 | 0.63 | 8.82 | PC
2022-12-20 | BHW-T10 1P C32 | 32A 1P 10kA MCB | MITSUBISHI | MCB | None | 14 | 0.63 | 8.82 | PC
2022-12-20 | BHW-T10 1P C40 | 40A 1P 10kA MCB | MITSUBISHI | MCB | None | 14 | 0.63 | 8.82 | PC
2022-12-20 | BHW-T10 1P C6 | 6A 1P 10kA MCB | MITSUBISHI | MCB | None | 14 | 0.63 | 8.82 | PC
2022-12-20 | BHW-T10 2P C10 | 10A 2P 10kA MCB | MITSUBISHI | MCB | None | 56 | 0.63 | 35.28 | PC
2022-12-20 | BHW-T10 2P C16 | 16A 2P 10kA MCB | MITSUBISHI | MCB | None | 56 | 0.63 | 35.28 | PC
2022-12-20 | BHW-T10 2P C20 | 20A 2P 10kA MCB | MITSUBISHI | MCB | None | 56 | 0.63 | 35.28 | PC
2022-12-20 | BHW-T10 2P C25 | 25A 2P 10kA MCB | MITSUBISHI | MCB | None | 56 | 0.63 | 35.28 | PC
2022-12-20 | BHW-T10 2P C32 | 32A 2P 10kA MCB | MITSUBISHI | MCB | None | 56 | 0.63 | 35.28 | PC
2022-12-20 | BHW-T10 2P C40 | 40A 2P 10kA MCB | MITSUBISHI | MCB | None | 56 | 0.63 | 35.28 | PC
2022-12-20 | BHW-T10 2P C6 | 6A 2P 10kA MCB | MITSUBISHI | MCB | None | 56 | 0.63 | 35.28 | PC
2023-01-27 | BHW-T10 3P C10 | 10A 3P 10kA MCB | MITSUBISHI | MCB | None | 88 | 0.63 | 55.44 | PC
2023-01-27 | BHW-T10 3P C16 | 16A 3P 10kA MCB | MITSUBISHI | MCB | None | 88 | 0.63 | 55.44 | PC
2023-01-27 | BHW-T10 3P C20 | 20A 3P 10kA MCB | MITSUBISHI | MCB | None | 88 | 0.63 | 55.44 | PC
2023-01-27 | BHW-T10 3P C25 | 25A 3P 10kA MCB | MITSUBISHI | MCB | None | 88 | 0.63 | 55.44 | PC
2023-01-27 | BHW-T10 3P C32 | 32A 3P 10kA MCB | MITSUBISHI | MCB | None | 88 | 0.63 | 55.44 | PC
2023-01-27 | BHW-T10 3P C6 | 6A 3P 10kA MCB | MITSUBISHI | MCB | None | 88 | 0.63 | 55.44 | PC
2024-04-15 | BK63N 2P 40-63 | 40A ~ 63A 2P 6KA MCB | LS | MCB | BKN | 19.879 | 1 | 19.879 | PC
2024-04-15 | BK63N 2P 6-32 | 6A ~ 32A 2P 6KA MCB | LS | MCB | BKN | 16.686 | 1 | 16.686 | PC
2024-04-15 | BK63N 3P 40-63 | 40A ~ 63A 3P 6KA MCB | LS | MCB | BKN | 36.359 | 1 | 36.359 | PC
2024-04-15 | BK63N 3P 6-32 | 6A ~ 32A 3P 6KA MCB | LS | MCB | BKN | 32.445 | 1 | 32.445 | PC
2024-04-15 | BK63N SP 40-63 | 40A ~ 63A SP 6KA MCB | LS | MCB | BKN | 7.313 | 1 | 7.313 | PC
2024-04-15 | BK63N SP 6-32 | 6A ~ 32A SP 6KA MCB | LS | MCB | BKN | 6.695 | 1 | 6.695 | PC
2024-04-15 | BKD-100-3 | 100A 3P ISOLATOR | LS | ISOLATOR | BKD | 80.34 | 0.29525 | 23.72 | PC
2024-04-15 | BKD-125-3 | 125A 3P ISOLATOR | LS | ISOLATOR | BKD | 87.55 | 0.29525 | 25.8487 | PC
2024-04-15 | BKD-40-2 | 40A 2P ISOLATOR | LS | ISOLATOR | BKD | 40.17 | 0.29525 | 11.86 | PC
2024-04-15 | BKD-40-3 | 40A 3P ISOLATOR | LS | ISOLATOR | BKD | 56.65 | 0.29525 | 16.7256 | PC
2024-04-15 | BKD-50-2 | 50A 2P ISOLATOR | LS | ISOLATOR | BKD | 44.29 | 0.29525 | 13.0764 | PC
2024-04-15 | BKD-50-3 | 50A 3P ISOLATOR | LS | ISOLATOR | BKD | 61.8 | 0.29525 | 18.2461 | PC
2024-04-15 | BKD-63-2 | 63A 2P ISOLATOR | LS | ISOLATOR | BKD | 47.38 | 0.29525 | 13.9887 | PC
2024-04-15 | BKD-63-3 | 63A 3P ISOLATOR | LS | ISOLATOR | BKD | 64.89 | 0.29525 | 19.1584 | PC
2024-04-15 | BKD-80-2 | 80A 2P ISOLATOR | LS | ISOLATOR | BKD | 51.5 | 0.29525 | 15.2051 | PC
2024-04-15 | BKD-80-3 | 80A 3P ISOLATOR | LS | ISOLATOR | BKD | 74.16 | 0.29525 | 21.8954 | PC
2024-04-15 | BKN-b C1011 | 6A ~ 32A SP 10KA MCB | LS | MCB | BKN | 40.17 | 0.29525 | 11.86 | PC
2024-04-15 | BKN-b C10140 | 40A ~ 63A SP 10KA MCB | LS | MCB | BKN | 51.5 | 0.29525 | 15.2051 | PC
2024-04-15 | BKN-b C1021 | 6A ~ 32A 2P 10KA MCB | LS | MCB | BKN | 87.55 | 0.29525 | 25.8487 | PC
2024-04-15 | BKN-b C10240 | 40A ~ 63A 2P 10KA MCB | LS | MCB | BKN | 97.85 | 0.29525 | 28.8897 | PC
2024-04-15 | BKN-b C1031 | 6A ~ 32A 3P 10KA MCB | LS | MCB | BKN | 136.99 | 0.29525 | 40.4456 | PC
2024-04-15 | BKN-b C10340 | 40A ~ 63A 3P 10KA MCB | LS | MCB | BKN | 157.59 | 0.29525 | 46.5277 | PC
2026-07-10 | BLRCS339A407B48 | CAPACITOR BANK 480V 67.9 KVAR | SCHNEIDER | Cap. Bank | EASYCAN | 1899 | 0.3969 | 753.7131 | PC
2019-08-27 | BO 1000 | 500A ~ 1000A 3P 85kA MCCB | TAIAN | MCCB | none | 8550 | 0.51941 | 4440.9769 | PC
2019-08-27 | BO 400SB | 200A ~ 400A 3P 50kA MCCB | TAIAN | MCCB | none | 972 | 0.51941 | 504.869 | PC
2019-08-27 | BO 630S | 500A ~ 630A 3P 65KA MCCB | TAIAN | MCCB | none | 1991 | 0.51941 | 1034.1503 | PC
2019-08-27 | BO 800S | 700A ~ 800A 3P 65kA MCCB | TAIAN | MCCB | none | 2930 | 0.51941 | 1521.8786 | PC
2021-09-17 | BT3-1600X/30630E | 630A 3P 50kA ACB | FUJI | ACB | BT3 | 0.31165 | 11500 | 3583.9463 | PC
2021-09-17 | BT3-1600X/30800E | 800A 3P 50kA ACB | FUJI | ACB | BT3 | 0.31165 | 11500 | 3583.9463 | PC
2021-09-17 | BT3-1600X/31000E | 1000A 3P 50kA ACB | FUJI | ACB | BT3 | 0.31165 | 13300 | 4144.9118 | PC
2021-09-17 | BT3-1600X/31250E | 1250A 3P 50kA ACB | FUJI | ACB | BT3 | 0.31165 | 13300 | 4144.9118 | PC
2021-09-17 | BT3-1600X/31600E | 1600A 3P 50kA ACB | FUJI | ACB | BT3 | 0.31165 | 14300 | 4456.5593 | PC
2021-09-17 | BT3-1600X/40630E | 630A 4P 50kA ACB | FUJI | ACB | BT3 | 0.31165 | 13700 | 4269.5707 | PC
2021-09-17 | BT3-1600X/40800E | 800A 4P 50kA ACB | FUJI | ACB | BT3 | 0.31165 | 13700 | 4269.5707 | PC
2021-09-17 | BT3-1600X/41000E | 1000A 4P 50kA ACB | FUJI | ACB | BT3 | 0.31165 | 16200 | 5048.6895 | PC
2021-09-17 | BT3-1600X/41250E | 1250A 4P 50kA ACB | FUJI | ACB | BT3 | 0.31165 | 16200 | 5048.6895 | PC
2021-09-17 | BT3-1600X/41600E | 1600A 4P 50kA ACB | FUJI | ACB | BT3 | 0.31165 | 17300 | 5391.5018 | PC
2021-09-17 | BT3-2500X/32000E | 2000A 3P 65kA ACB | FUJI | ACB | BT3 | 0.31165 | 21000 | 6544.5975 | PC
2021-09-17 | BT3-2500X/32500E | 2500A 3P 65kA ACB | FUJI | ACB | BT3 | 0.31165 | 24200 | 7541.8695 | PC
2021-09-17 | BT3-2500X/42000E | 2000A 4P 65kA ACB | FUJI | ACB | BT3 | 0.31165 | 25300 | 7884.6818 | PC
2021-09-17 | BT3-2500X/42500E | 2500A 4P 65kA ACB | FUJI | ACB | BT3 | 0.31165 | 28200 | 8788.4595 | PC
2021-09-17 | BT3-4000X/33200E | 3200A 3P 85kA ACB | FUJI | ACB | BT3 | 0.31165 | 33000 | 10284.3675 | PC
2021-09-17 | BT3-4000X/34000E | 4000A 3P 85kA ACB | FUJI | ACB | BT3 | 0.31165 | 36000 | 11219.31 | PC
2021-09-17 | BT3-4000X/43200E | 3200A 4P 85kA ACB | FUJI | ACB | BT3 | 0.31165 | 38800 | 12091.923 | PC
2021-09-17 | BT3-4000X/44000E | 4000A 4P 85kA ACB | FUJI | ACB | BT3 | 0.31165 | 40800 | 12715.218 | PC
2021-09-17 | BT3-6300X/35000E | 5000A 3P 100kA ACB | FUJI | ACB | BT3 | 0.31165 | 98000 | 30541.455 | PC
2021-09-17 | BT3-6300X/36300E | 6300A 3P 100kA ACB | FUJI | ACB | BT3 | 0.31165 | 118000 | 36774.405 | PC
2021-09-17 | BT3-6300X/45000E | 5000A 4P 100kA ACB | FUJI | ACB | BT3 | 0.31165 | 126600 | 39454.5735 | PC
2021-09-17 | BT3-6300X/46300E | 6000A 4P 100kA ACB | FUJI | ACB | BT3 | 0.31165 | 155000 | 48305.3625 | PC
2021-09-17 | BT3A-FDC/W316 | Motor 240V for electrical charging, 800 - 1600A | FUJI | ACB | BT3 | 0.31165 | 4200 | 1308.9195 | PC
2021-09-17 | BT3A-FDC/W325 | Motor 240V for electrical charging, 2000 - 2500A | FUJI | ACB | BT3 | 0.31165 | 4200 | 1308.9195 | PC
2021-09-17 | BT3A-FDC/W340 | Motor 240V for electrical charging, 3200 - 4000A | FUJI | ACB | BT3 | 0.31165 | 4200 | 1308.9195 | PC
2021-09-17 | BT3A-FDC/W363 | Motor 240V for electrical charging, 5000 - 6300A | FUJI | ACB | BT3 | 0.31165 | 4200 | 1308.9195 | PC
2021-09-17 | BT3A-FQT/W316 | UVT 415V Instantanneous, 800 - 1600A | FUJI | ACB | BT3 | 0.31165 | 1300 | 405.1418 | PC
2021-09-17 | BT3A-FQT/W316+FQY/W2163 | UVT 415V Time Delay 0.5, 1, 3 sec, 800 - 1600A | FUJI | ACB | BT3 | 0.31165 | 1600 | 498.636 | PC
2021-09-17 | BT3A-FQT/W325 | UVT 415V Instantanneous, 2000 - 6300A | FUJI | ACB | BT3 | 0.31165 | 1300 | 405.1418 | PC
2021-09-17 | BT3A-FQT/W325+FQY/W3253 | UVT 415V Time Delay 0.5, 1, 3 sec, 2000 - 6300A | FUJI | ACB | BT3 | 0.31165 | 1600 | 498.636 | PC
2021-09-17 | BT3A-FXG/W1203C | Interphase Barrier, 2000 - 4000A 3P | FUJI | ACB | BT3 | 0.31165 | 400 | 124.659 | PC
2021-09-17 | BT3A-FXG/W2163C | Interphase Barrier, 800 - 1600A 3P | FUJI | ACB | BT3 | 0.31165 | 400 | 124.659 | PC
2021-09-17 | BT3A-FXG/W2164C | Interphase Barrier, 800 - 2500A 4P | FUJI | ACB | BT3 | 0.31165 | 550 | 171.4061 | PC
2021-09-17 | BT3A-FXG/W2404C | Interphase Barrier, 3200 - 4000A 4P | FUJI | ACB | BT3 | 0.31165 | 550 | 171.4061 | PC
2021-09-17 | BT3-FFS/W11-1 | Key Lock (1key+1lock), 800 - 1600A | FUJI | ACB | BT3 | 0.31165 | 960 | 299.1816 | PC
2021-09-17 | BT3-FFS/W11-2 | Key Lock (1key+1lock), 2000 - 6300A | FUJI | ACB | BT3 | 0.31165 | 960 | 299.1816 | PC
2021-09-17 | BT3-FFS/W21-1 | Key Lock (1key+2lock), 800 - 1600A | FUJI | ACB | BT3 | 0.31165 | 1920 | 598.3632 | PC
2021-09-17 | BT3-FFS/W21-2 | Key Lock (1key+2lock), 2000 - 6300A | FUJI | ACB | BT3 | 0.31165 | 1920 | 598.3632 | PC
2021-09-17 | BT3-FFS/W32-1 | Key Lock (2key+3lock), 800 - 1600A | FUJI | ACB | BT3 | 0.31165 | 2880 | 897.5448 | PC
2021-09-17 | BT3-FFS/W32-2 | Key Lock (2key+3lock), 2000 - 6300A | FUJI | ACB | BT3 | 0.31165 | 2880 | 897.5448 | PC
2025-06-16 | B-TYPE MG21 | KEY SELECTOR ON/OFF METAL TYPE (1 NO) | AMICO | Switch | None | 35 | 1 | 35 | PC
2024-06-07 | BUSBAR- kG | BUSBAR By Weight | LUVATA | Busbar | None | 67 | 1 | 67 | kG
2024-06-07 | BUSBAR-03 X 25mm (116A) | BUSBAR, 116A, 15kA 25mm x 3mm | LUVATA | Busbar | None | 44.823 | 1 | 44.823 | MTR
2024-06-07 | BUSBAR-06 X 20mm (186A) | BUSBAR, 186A, 20kA 20mm x 6mm | LUVATA | Busbar | None | 71.7168 | 1 | 71.7168 | MTR
2024-06-07 | BUSBAR-06 X 25mm (232.5A) | BUSBAR, 232A, 30kA 25mm x 6mm | LUVATA | Busbar | None | 89.646 | 1 | 89.646 | MTR
2025-01-10 | BUSBAR-06 X 50mm (465A) | BUSBAR, 465A, EARTH BAR 50mm x 6mm | LUVATA | Busbar | None | 179.292 | 1 | 179.292 | MTR
2024-06-07 | BUSBAR-10 X 025mm (387.5A) | BUSBAR, 387A, 50kA 25mm x 10mm | LUVATA | Busbar | None | 149.41 | 1 | 149.41 | MTR
2024-06-07 | BUSBAR-10 X 030mm (465A) | BUSBAR, 465A 30mm x 10mm | LUVATA | Busbar | None | 179.292 | 1 | 179.292 | MTR
2024-06-07 | BUSBAR-10 X 040mm (620A) | BUSBAR, 620A, 80kA 40mm x 10mm | LUVATA | Busbar | None | 239.056 | 1 | 239.056 | MTR
2024-06-07 | BUSBAR-10 X 050mm (775A) | BUSBAR, 775A, 100kA 50mm x 10mm | LUVATA | Busbar | None | 298.82 | 1 | 298.82 | MTR
2024-06-07 | BUSBAR-10 X 055mm (852.5A) | BUSBAR, 852A, 100kA 55mm x 10mm | LUVATA | Busbar | None | 328.702 | 1 | 328.702 | MTR
2024-06-07 | BUSBAR-10 X 065mm (1007.5A) | BUSBAR, 1007A, 120kA 65mm x 10mm | LUVATA | Busbar | None | 388.466 | 1 | 388.466 | MTR
2024-06-07 | BUSBAR-10 X 085mm (1317.5A) | BUSBAR, 1317A, 150kA 85mm x 10mm | LUVATA | Busbar | None | 507.994 | 1 | 507.994 | MTR
2024-06-07 | BUSBAR-10 X 100mm (1550A) | BUSBAR, 1550A, 150kA 100mm x 10mm | LUVATA | Busbar | None | 597.64 | 1 | 597.64 | MTR
2024-06-07 | BUSBAR-10 X 110mm (1705A) | BUSBAR, 1705A, 150kA 110mm x 10mm | LUVATA | Busbar | None | 657.404 | 1 | 657.404 | MTR
2024-06-07 | BUSBAR-10 X 120mm (1860A) | BUSBAR, 1860A, 150kA 120mm x 10mm | LUVATA | Busbar | None | 717.168 | 1 | 717.168 | MTR
2024-06-07 | BUSBAR-10 X 130mm (2015A) | BUSBAR , 2015A, 150kA 130mm x 10mm | LUVATA | Busbar | None | 776.932 | 1 | 776.932 | MTR
2025-12-05 | BUSBAR-10 X 150mm (2325A) | BUSBAR, 2325, 100kA 150mm x 10mm | LUVATA | Busbar | None | 896.46 | 1 | 896.46 | MTR
2024-06-07 | BUSBAR-10 X 160mm (2480A) | BUSBAR, 2480A, 100kA 160mm x 10mm | LUVATA | Busbar | none | 956.224 | 1 | 956.224 | MTR
2024-06-07 | BUSBAR-10 X 165mm (2557.5A) | BUSBAR, 2558, 100kA 165mm x 10mm | LUVATA | Busbar | None | 986.106 | 1 | 986.106 | MTR
2024-11-01 | BUSBAR-10 X 200mm (3100A) | BUSBAR, 3100A, 100kA 200mm x 10mm | LUVATA | Busbar | none | 1195.28 | 1 | 1195.28 | MTR
2026-07-10 | BUSBAR-10 X 220mm (3410A) | BUSBAR, 3410A, 100kA 200mm x 10mm | LUVATA | Busbar | none | 1314.808 | 1 | 1314.808 | MTR
2022-12-20 | BVW-T 2P 100A 100M | 100A 2P 100mA RCCB | MITSUBISHI | RCCB | None | 266 | 0.63 | 167.58 | PC
2022-12-20 | BVW-T 2P 100A 30M | 100A 2P 30mA RCCB | MITSUBISHI | RCCB | None | 266 | 0.63 | 167.58 | PC
2022-12-20 | BVW-T 2P 40A 100M | 40A 2P 100mA RCCB | MITSUBISHI | RCCB | None | 144 | 0.63 | 90.72 | PC
2022-12-20 | BVW-T 2P 40A 300M | 40A 2P 300mA RCCB | MITSUBISHI | RCCB | None | 176 | 0.63 | 110.88 | PC
2022-12-20 | BVW-T 2P 40A 30M | 40A 2P 30mA RCCB | MITSUBISHI | RCCB | None | 145 | 0.63 | 91.35 | PC
2022-12-20 | BVW-T 2P 63A 100M | 63A 2P 100mA RCCB | MITSUBISHI | RCCB | None | 192 | 0.63 | 120.96 | PC
2022-12-20 | BVW-T 2P 63A 300M | 63A 2P 300mA RCCB | MITSUBISHI | RCCB | None | 225 | 0.63 | 141.75 | PC
2022-12-20 | BVW-T 2P 63A 30M | 63A 2P 30mA RCCB | MITSUBISHI | RCCB | None | 192 | 0.63 | 120.96 | PC
2022-12-20 | BVW-T 4P 100A 100M | 100A 4P 100mA RCCB | MITSUBISHI | RCCB | None | 400 | 0.63 | 252 | PC
2022-12-20 | BVW-T 4P 100A 300M | 100A 4P 300mA RCCB | MITSUBISHI | RCCB | None | 480 | 0.63 | 302.4 | PC
2022-12-20 | BVW-T 4P 100A 30M | 100A 4P 30mA RCCB | MITSUBISHI | RCCB | None | 400 | 0.63 | 252 | PC
2022-12-20 | BVW-T 4P 40A 100M | 40A 4P 100mA RCCB | MITSUBISHI | RCCB | None | 231 | 0.63 | 145.53 | PC
2022-12-20 | BVW-T 4P 40A 300M | 40A 4P 300mA RCCB | MITSUBISHI | RCCB | None | 281 | 0.63 | 177.03 | PC
2022-12-20 | BVW-T 4P 40A 30M | 40A 4P 30mA RCCB | MITSUBISHI | RCCB | None | 231 | 0.63 | 145.53 | PC
2022-12-20 | BVW-T 4P 63A 100M | 63A 4P 100mA RCCB | MITSUBISHI | RCCB | None | 278 | 0.63 | 175.14 | PC
2022-12-20 | BVW-T 4P 63A 300M | 63A 4P 300mA RCCB | MITSUBISHI | RCCB | None | 330 | 0.63 | 207.9 | PC
2022-12-20 | BVW-T 4P 63A 30M | 63A 4P 30mA RCCB | MITSUBISHI | RCCB | None | 278 | 0.63 | 175.14 | PC
2022-12-20 | BVW-T 4P 80A 100M | 80A 4P 100mA RCCB | MITSUBISHI | RCCB | None | 355 | 0.63 | 223.65 | PC
2021-09-17 | BW9FHA-A | SHUNT TRIP, BW400EAG, BW400SAG, BW400RAG, BW403SO BW630RAG, BW800RAG | FUJI | MCCB | BW | 0.31165 | 392 | 122.1658 | PC
2021-09-17 | BW9FKBO | SHUNT TRIP, BW103EO, BW102SO, BW103SO | FUJI | MCCB | BW | 0.31165 | 211 | 65.7576 | PC
2021-09-17 | BW9FKGO | SHUNT TRIP, BW125JAG, BW125RAG BW163JO, BW163SO, BW253JO, BW253SO BW160JAG, BW160RAG BW250JAG, BW250RAG | FUJI | MCCB | BW | 0.31165 | 269 | 83.8332 | PC
2021-09-17 | BW9K1SBO | ALARM SWITCH, BW103EO, BW102SO, BW103SO | FUJI | MCCB | BW | 0.31165 | 152 | 47.3704 | PC
2021-09-17 | BW9K1SGO | ALARM SWITCH, BW125JAG, BW125RAG BW163JO, BW163SO, BW253JO, BW253SO BW160JAG, BW160RAG BW250JAG, BW250RAG | FUJI | MCCB | BW | 0.31165 | 154 | 47.9937 | PC
2021-09-17 | BW9K1SHA | ALARM SWITCH, BW400EAG, BW400SAG, BW400RAG, BW403SO BW630RAG, BW800RAG | FUJI | MCCB | BW | 0.31165 | 233 | 72.6139 | PC
2021-09-17 | BW9NOBO | EXT HANDLE, BW103EO, BW102SO, BW103SO | FUJI | MCCB | BW | 0.31165 | 221 | 68.8741 | PC
2021-09-17 | BW9NOCA | EXT HANDLE, BW125JAG, BW125RAG | FUJI | MCCB | BW | 0.31165 | 221 | 68.8741 | PC
2021-09-17 | BW9NOGA | EXT HANDLE, BW160JAG, BW160RAG BW250JAG, BW250RAG | FUJI | MCCB | BW | 0.31165 | 221 | 68.8741 | PC
2021-09-17 | BW9NOHA | EXT HANDLE, BW400EAG, BW400SAG, BW400RAG, BW403SO | FUJI | MCCB | BW | 0.31165 | 375 | 116.8678 | PC
2021-09-17 | BW9NOJA | EXT HANDLE, BW630RAG, BW800RAG | FUJI | MCCB | BW | 0.31165 | 597 | 186.0536 | PC
2021-09-17 | BW9NOME | EXT HANDLE, BW1000RAE | FUJI | MCCB | BW | 0.31165 | 460 | 143.3579 | PC
2021-09-17 | BW9NOQE | EXT HANDLE, BW1250RAE, BW1600RAE | FUJI | MCCB | BW | 0.31165 | 660 | 205.6874 | PC
2021-09-17 | BW9RGAK | UVT, BW125JAG, BW125RAG BW160JAG, BW160RAG BW250JAG, BW250RAG | FUJI | MCCB | BW | 0.31165 | 799 | 249.0064 | PC
2021-09-17 | BW9RHAK | UVT, BW400EAG, BW400SAG, BW400RAG, BW403SO BW630RAG, BW800RAG | FUJI | MCCB | BW | 0.31165 | 909 | 283.2876 | PC
2021-09-17 | BW9RKBO | UVT, BW103EO, BW102SO, BW103SO | FUJI | MCCB | BW | 0.31165 | 639 | 199.1428 | PC
2021-09-17 | BW9RKGO | UVT, BW163JO, BW163SO, BW253JO, BW253SO | FUJI | MCCB | BW | 0.31165 | 799 | 249.0064 | PC
2021-09-17 | BW9W1SBO | AUX SWITCH, BW103EO, BW102SO, BW103SO | FUJI | MCCB | BW | 0.31165 | 119 | 37.0861 | PC
2021-09-17 | BW9W1SGO | AUX SWITCH, BW125JAG, BW125RAG BW163JO, BW163SO, BW253JO, BW253SO BW160JAG, BW160RAG BW250JAG, BW250RAG | FUJI | MCCB | BW | 0.31165 | 147 | 45.8122 | PC
2021-09-17 | BW9W1SHA | AUX SWITCH, BW400EAG, BW400SAG, BW400RAG, BW403SO BW630RAG, BW800RAG | FUJI | MCCB | BW | 0.31165 | 201 | 62.6411 | PC
2021-09-17 | BW9WKSBO | ALARM/ AUX SWITCH, BW103EO, BW102SO, BW103SO | FUJI | MCCB | BW | 0.31165 | 271 | 84.4565 | PC
2021-09-17 | BW9WKSGO | ALARM/ AUX SWITCH, BW125JAG, BW125RAG BW163JO, BW163SO, BW253JO, BW253SO BW160JAG, BW160RAG BW250JAG, BW250RAG | FUJI | MCCB | BW | 0.31165 | 300 | 93.4943 | PC
2021-09-17 | BW9WKSHA | ALARM/ AUX SWITCH, BW400EAG, BW400SAG, BW400RAG, BW403SO BW630RAG, BW800RAG | FUJI | MCCB | BW | 0.31165 | 434 | 135.255 | PC
2021-09-17 | BZ6F120F9RAE | SHUNT TRIP, BW1000RAE BW1250RAE, BW1600RAE | FUJI | MCCB | BW | 0.31165 | 290 | 90.3778 | PC
2021-09-17 | BZ6FK10C | SHUNT TRIP, BW32, BW50, BW63, BW100 | FUJI | MCCB | BW | 0.31165 | 206 | 64.1994 | PC
2021-09-17 | BZ6K120RAE | ALARM SWITCH, BW1000RAE BW1250RAE, BW1600RAE | FUJI | MCCB | BW | 0.31165 | 120 | 37.3977 | PC
2021-09-17 | BZ6KR10C, BZ6KL10C | ALARM SWITCH, BW32, BW50, BW63, BW100 | FUJI | MCCB | BW | 0.31165 | 126 | 39.2676 | PC
2021-09-17 | BZ6N10D | EXT HANDLE, BW32, BW50, BW63, BW100 | FUJI | MCCB | BW | 0.31165 | 221 | 68.8741 | PC
2021-09-17 | BZ6R120R6RAE | UVT, BW1000RAE BW1250RAE, BW1600RAE | FUJI | MCCB | BW | 0.31165 | 430 | 134.0084 | PC
2021-09-17 | BZ6R810C | UVT, BW32, BW50M BW63, BW100 | FUJI | MCCB | BW | 0.31165 | 634 | 197.5845 | PC
2021-09-17 | BZ6W120RAE | AUX SWITCH, BW1000RAE BW1250RAE, BW1600RAE | FUJI | MCCB | BW | 0.31165 | 120 | 37.3977 | PC
2021-09-17 | BZ6WK120RAE | ALARM/ AUX SWITCH, BW1000RAE BW1250RAE, BW1600RAE | FUJI | MCCB | BW | 0.31165 | 240 | 74.7954 | PC
2021-09-17 | BZ6WKR10C, BZ6WKL10C | ALARM/ AUX SWITCH, BW32, BW50, BW63, BW100 | FUJI | MCCB | BW | 0.31165 | 246 | 76.6653 | PC
2021-09-17 | BZ6WR10C, BZWL10C | AUX SWITCH, BW32, BW50, BW63, BW100 | FUJI | MCCB | BW | 0.31165 | 119 | 37.0861 | PC
2021-09-17 | BZ-N40C | EXT HANDLE, BW163JO, BW163SO, BW253JO, BW253SO | FUJI | MCCB | BW | 0.31165 | 221 | 68.8741 | PC
2026-03-25 | C10B3TM016 | 16A 3P 25kA MCCB, thermal-magnetic trip unit TM-D | SCHNEIDER | MCCB | NSX | 1028 | 0.30541 | 313.9615 | PC
2026-03-25 | C10B3TM025 | 25A 3P 25kA MCCB, thermal-magnetic trip unit TM-D | SCHNEIDER | MCCB | NSX | 1028 | 0.30541 | 313.9615 | PC
2026-03-25 | C10B3TM032 | 32A 3P 25kA MCCB, thermal-magnetic trip unit TM-D | SCHNEIDER | MCCB | NSX | 1028 | 0.30541 | 313.9615 | PC
2026-03-25 | C10B3TM040 | 40A 3P 25kA MCCB, thermal-magnetic trip unit TM-D | SCHNEIDER | MCCB | NSX | 1028 | 0.30541 | 313.9615 | PC
2026-03-25 | C10B3TM050 | 50A 3P 25kA MCCB, thermal-magnetic trip unit TM-D | SCHNEIDER | MCCB | NSX | 1028 | 0.30541 | 313.9615 | PC
2026-03-25 | C10B3TM063 | 63A 3P 25kA MCCB, thermal-magnetic trip unit TM-D | SCHNEIDER | MCCB | NSX | 1028 | 0.30541 | 313.9615 | PC
2026-03-25 | C10B3TM080 | 80A 3P 25kA MCCB, thermal-magnetic trip unit TM-D | SCHNEIDER | MCCB | NSX | 1028 | 0.30541 | 313.9615 | PC
2026-03-25 | C10B3TM100 | 100A 3P 25kA MCCB, thermal-magnetic trip unit TM-D | SCHNEIDER | MCCB | NSX | 1028 | 0.30541 | 313.9615 | PC
2026-03-25 | C10B6TM016 | 16A 4P 25kA MCCB, thermal-magnetic trip unit TM-D | SCHNEIDER | MCCB | NSX | 1633 | 0.30541 | 498.7345 | PC
2026-03-25 | C10B6TM025 | 25A 4P 25kA MCCB, thermal-magnetic trip unit TM-D | SCHNEIDER | MCCB | NSX | 1633 | 0.30541 | 498.7345 | PC
2026-03-25 | C10B6TM032 | 32A 4P 25kA MCCB, thermal-magnetic trip unit TM-D | SCHNEIDER | MCCB | NSX | 1633 | 0.30541 | 498.7345 | PC
2026-03-25 | C10B6TM040 | 40A 4P 25kA MCCB, thermal-magnetic trip unit TM-D | SCHNEIDER | MCCB | NSX | 1633 | 0.30541 | 498.7345 | PC
2026-03-25 | C10B6TM050 | 50A 4P 25kA MCCB, thermal-magnetic trip unit TM-D | SCHNEIDER | MCCB | NSX | 1633 | 0.30541 | 498.7345 | PC
2026-03-25 | C10B6TM063 | 63A 4P 25kA MCCB, thermal-magnetic trip unit TM-D | SCHNEIDER | MCCB | NSX | 1633 | 0.30541 | 498.7345 | PC
2026-03-25 | C10B6TM080 | 80A 4P 25kA MCCB, thermal-magnetic trip unit TM-D | SCHNEIDER | MCCB | NSX | 1633 | 0.30541 | 498.7345 | PC
2026-03-25 | C10B6TM100 | 100A 4P 25kA MCCB, thermal-magnetic trip unit TM-D | SCHNEIDER | MCCB | NSX | 1633 | 0.30541 | 498.7345 | PC
2026-03-25 | C10F3TM016 | 16A 3P 36kA MCCB, thermal-magnetic trip unit TM-D | SCHNEIDER | MCCB | NSX | 1207 | 0.30541 | 368.6299 | PC
2026-03-25 | C10F3TM025 | 25A 3P 36kA MCCB, thermal-magnetic trip unit TM-D | SCHNEIDER | MCCB | NSX | 1207 | 0.30541 | 368.6299 | PC
2026-03-25 | C10F3TM032 | 32A 3P 36kA MCCB, thermal-magnetic trip unit TM-D | SCHNEIDER | MCCB | NSX | 1207 | 0.30541 | 368.6299 | PC
2026-03-25 | C10F3TM040 | 40A 3P 36kA MCCB, thermal-magnetic trip unit TM-D | SCHNEIDER | MCCB | NSX | 1207 | 0.30541 | 368.6299 | PC
2026-03-25 | C10F3TM050 | 50A 3P 36kA MCCB, thermal-magnetic trip unit TM-D | SCHNEIDER | MCCB | NSX | 1207 | 0.30541 | 368.6299 | PC
2026-03-25 | C10F3TM063 | 63A 3P 36kA MCCB, thermal-magnetic trip unit TM-D | SCHNEIDER | MCCB | NSX | 1207 | 0.30541 | 368.6299 | PC
2026-03-25 | C10F3TM080 | 80A 3P 36kA MCCB, thermal-magnetic trip unit TM-D | SCHNEIDER | MCCB | NSX | 1207 | 0.30541 | 368.6299 | PC
2026-03-25 | C10F3TM100 | 100A 3P 36kA MCCB, thermal-magnetic trip unit TM-D | SCHNEIDER | MCCB | NSX | 1207 | 0.30541 | 368.6299 | PC
2026-03-25 | C10F6TM016 | 16A 4P 36kA MCCB, thermal-magnetic trip unit TM-D | SCHNEIDER | MCCB | NSX | 2108 | 0.30541 | 643.8043 | PC
2026-03-25 | C10F6TM025 | 25A 4P 36kA MCCB, thermal-magnetic trip unit TM-D | SCHNEIDER | MCCB | NSX | 2108 | 0.30541 | 643.8043 | PC
2026-03-25 | C10F6TM032 | 32A 4P 36kA MCCB, thermal-magnetic trip unit TM-D | SCHNEIDER | MCCB | NSX | 2108 | 0.30541 | 643.8043 | PC
2026-03-25 | C10F6TM040 | 40A 4P 36kA MCCB, thermal-magnetic trip unit TM-D | SCHNEIDER | MCCB | NSX | 2108 | 0.30541 | 643.8043 | PC
2026-03-25 | C10F6TM050 | 50A 4P 36kA MCCB, thermal-magnetic trip unit TM-D | SCHNEIDER | MCCB | NSX | 2108 | 0.30541 | 643.8043 | PC
2026-03-25 | C10F6TM063 | 63A 4P 36kA MCCB, thermal-magnetic trip unit TM-D | SCHNEIDER | MCCB | NSX | 2108 | 0.30541 | 643.8043 | PC
2026-03-25 | C10F6TM080 | 80A 4P 36kA MCCB, thermal-magnetic trip unit TM-D | SCHNEIDER | MCCB | NSX | 2108 | 0.30541 | 643.8043 | PC
2026-03-25 | C10F6TM100 | 100A 4P 36kA MCCB, thermal-magnetic trip unit TM-D | SCHNEIDER | MCCB | NSX | 2108 | 0.30541 | 643.8043 | PC
2026-03-25 | C10H3TM016 | 16A 3P 70kA MCCB, thermal-magnetic trip unit TM-D | SCHNEIDER | MCCB | NSX | 1689 | 0.30541 | 515.8375 | PC
2026-03-25 | C10H3TM025 | 25A 3P 70kA MCCB, thermal-magnetic trip unit TM-D | SCHNEIDER | MCCB | NSX | 1689 | 0.30541 | 515.8375 | PC
2026-03-25 | C10H3TM032 | 32A 3P 70kA MCCB, thermal-magnetic trip unit TM-D | SCHNEIDER | MCCB | NSX | 1689 | 0.30541 | 515.8375 | PC
2026-03-25 | C10H3TM040 | 40A 3P 70kA MCCB, thermal-magnetic trip unit TM-D | SCHNEIDER | MCCB | NSX | 1689 | 0.30541 | 515.8375 | PC
2026-03-25 | C10H3TM050 | 50A 3P 70kA MCCB, thermal-magnetic trip unit TM-D | SCHNEIDER | MCCB | NSX | 1689 | 0.30541 | 515.8375 | PC
2026-03-25 | C10H3TM063 | 63A 3P 70kA MCCB, thermal-magnetic trip unit TM-D | SCHNEIDER | MCCB | NSX | 1689 | 0.30541 | 515.8375 | PC
2026-03-25 | C10H3TM080 | 80A 3P 70kA MCCB, thermal-magnetic trip unit TM-D | SCHNEIDER | MCCB | NSX | 1689 | 0.30541 | 515.8375 | PC
2026-03-25 | C10H3TM100 | 100A 3P 70kA MCCB, thermal-magnetic trip unit TM-D | SCHNEIDER | MCCB | NSX | 1689 | 0.30541 | 515.8375 | PC
2026-03-25 | C10H6TM016 | 16A 4P 70kA MCCB, thermal-magnetic trip unit TM-D | SCHNEIDER | MCCB | NSX | 2514 | 0.30541 | 767.8007 | PC
2026-03-25 | C10H6TM025 | 25A 4P 70kA MCCB, thermal-magnetic trip unit TM-D | SCHNEIDER | MCCB | NSX | 2514 | 0.30541 | 767.8007 | PC
2026-03-25 | C10H6TM032 | 32A 4P 70kA MCCB, thermal-magnetic trip unit TM-D | SCHNEIDER | MCCB | NSX | 2514 | 0.30541 | 767.8007 | PC
2026-03-25 | C10H6TM040 | 40A 4P 70kA MCCB, thermal-magnetic trip unit TM-D | SCHNEIDER | MCCB | NSX | 2514 | 0.30541 | 767.8007 | PC
2026-03-25 | C10H6TM050 | 50A 4P 70kA MCCB, thermal-magnetic trip unit TM-D | SCHNEIDER | MCCB | NSX | 2514 | 0.30541 | 767.8007 | PC
2026-03-25 | C10H6TM063 | 63A 4P 70kA MCCB, thermal-magnetic trip unit TM-D | SCHNEIDER | MCCB | NSX | 2514 | 0.30541 | 767.8007 | PC
2026-03-25 | C10H6TM080 | 80A 4P 70kA MCCB, thermal-magnetic trip unit TM-D | SCHNEIDER | MCCB | NSX | 2514 | 0.30541 | 767.8007 | PC
2026-03-25 | C10H6TM100 | 100A 4P 70kA MCCB, thermal-magnetic trip unit TM-D | SCHNEIDER | MCCB | NSX | 2514 | 0.30541 | 767.8007 | PC
2024-08-07 | C10N3 + C1035E040 | 40A 3P 50kA MCCB, Micrologic 5.2 E | SCHNEIDER | MCCB | NSX | 6680 | 0.27677 | 1848.8535 | PC
2024-08-07 | C10N3 + C1035E100 | 100A 3P 50kA MCCB, Micrologic 5.2 E | SCHNEIDER | MCCB | NSX | 6490 | 0.27677 | 1796.2663 | PC
2024-08-07 | C10N32D040 | 40A 3P 50kA MCCB, Micrologic 2.2 | SCHNEIDER | MCCB | NSX | 2350 | 0.27677 | 650.42 | PC
2024-08-07 | C10N32D100 | 100A 3P 50KA MCCB, Micrologic 2.2 | SCHNEIDER | MCCB | NSX | 2350 | 0.27677 | 650.42 | PC
2026-03-25 | C10N3TM016 | 16A 3P 50kA MCCB, thermal-magnetic trip unit TM-D | SCHNEIDER | MCCB | NSX | 1390 | 0.30541 | 424.5199 | PC
2026-03-25 | C10N3TM025 | 25A 3P 50kA MCCB, thermal-magnetic trip unit TM-D | SCHNEIDER | MCCB | NSX | 1390 | 0.30541 | 424.5199 | PC
2026-03-25 | C10N3TM032 | 32A 3P 50kA MCCB, thermal-magnetic trip unit TM-D | SCHNEIDER | MCCB | NSX | 1390 | 0.30541 | 424.5199 | PC
2026-03-25 | C10N3TM040 | 40A 3P 50kA MCCB, thermal-magnetic trip unit TM-D | SCHNEIDER | MCCB | NSX | 1390 | 0.30541 | 424.5199 | PC
2026-03-25 | C10N3TM050 | 50A 3P 50kA MCCB, thermal-magnetic trip unit TM-D | SCHNEIDER | MCCB | NSX | 1390 | 0.30541 | 424.5199 | PC
2026-03-25 | C10N3TM063 | 63A 3P 50kA MCCB, thermal-magnetic trip unit TM-D | SCHNEIDER | MCCB | NSX | 1390 | 0.30541 | 424.5199 | PC
2026-03-25 | C10N3TM080 | 80A 3P 50kA MCCB, thermal-magnetic trip unit TM-D | SCHNEIDER | MCCB | NSX | 1390 | 0.30541 | 424.5199 | PC
2026-03-25 | C10N3TM100 | 100A 3P 50kA MCCB, thermal-magnetic trip unit TM-D | SCHNEIDER | MCCB | NSX | 1390 | 0.30541 | 424.5199 | PC
2024-08-07 | C10N4 + C1045E040 | 40A 4P 50kA MCCB, Micrologic 5.2 E | SCHNEIDER | MCCB | NSX | P.O.R | 0.27677 | #VALUE! | PC
2024-08-07 | C10N4 + C1045E100 | 100A 4P 50kA MCCB, Micrologic 5.2 E | SCHNEIDER | MCCB | NSX | 10630 | 0.27677 | 2942.1126 | PC
2026-03-25 | C10N42D040 | 40A 4P 50kA MCCB, Micrologic 2.2 | SCHNEIDER | MCCB | NSX | 4613 | 0.30541 | 1408.8563 | PC
2026-03-25 | C10N42D100 | 100A 4P 50kA MCCB, Micrologic 2.2 | SCHNEIDER | MCCB | NSX | 3584 | 0.30541 | 1094.5894 | PC
2026-03-25 | C10N6TM016 | 16A 4P 50kA MCCB, thermal-magnetic trip unit TM-D | SCHNEIDER | MCCB | NSX | 2204 | 0.30541 | 673.1236 | PC
2026-03-25 | C10N6TM025 | 25A 4P 50kA MCCB, thermal-magnetic trip unit TM-D | SCHNEIDER | MCCB | NSX | 2204 | 0.30541 | 673.1236 | PC
2026-03-25 | C10N6TM032 | 32A 4P 50kA MCCB, thermal-magnetic trip unit TM-D | SCHNEIDER | MCCB | NSX | 2204 | 0.30541 | 673.1236 | PC
2026-03-25 | C10N6TM040 | 40A 4P 50kA MCCB, thermal-magnetic trip unit TM-D | SCHNEIDER | MCCB | NSX | 2204 | 0.30541 | 673.1236 | PC
2026-03-25 | C10N6TM050 | 50A 4P 50kA MCCB, thermal-magnetic trip unit TM-D | SCHNEIDER | MCCB | NSX | 2204 | 0.30541 | 673.1236 | PC
2026-03-25 | C10N6TM063 | 63A 4P 50kA MCCB, thermal-magnetic trip unit TM-D | SCHNEIDER | MCCB | NSX | 2204 | 0.30541 | 673.1236 | PC
2026-03-25 | C10N6TM080 | 80A 4P 50kA MCCB, thermal-magnetic trip unit TM-D | SCHNEIDER | MCCB | NSX | 2204 | 0.30541 | 673.1236 | PC
2026-03-25 | C10N6TM100 | 100A 4P 50kA MCCB, thermal-magnetic trip unit TM-D | SCHNEIDER | MCCB | NSX | 2204 | 0.30541 | 673.1236 | PC
2026-03-25 | C16F3TM125 | 125A 3P 36kA MCCB, thermal-magnetic trip unit TM-D | SCHNEIDER | MCCB | NSX | 1960 | 0.30541 | 598.6036 | PC
2026-03-25 | C16F3TM160 | 160A 3P 36kA MCCB, thermal-magnetic trip unit TM-D | SCHNEIDER | MCCB | NSX | 2035 | 0.30541 | 621.5094 | PC
2026-03-25 | C16F6TM125 | 125A 4P 36kA MCCB, thermal-magnetic trip unit TM-D | SCHNEIDER | MCCB | NSX | 3013 | 0.30541 | 920.2003 | PC
2026-03-25 | C16F6TM160 | 160A 4P 36kA MCCB, thermal-magnetic trip unit TM-D | SCHNEIDER | MCCB | NSX | 3013 | 0.30541 | 920.2003 | PC
2026-03-25 | C16H3TM125 | 125A 3P 70kA MCCB, thermal-magnetic trip unit TM-D | SCHNEIDER | MCCB | NSX | 2116 | 0.30541 | 646.2476 | PC
2026-03-25 | C16H3TM160 | 160A 3P 70kA MCCB, thermal-magnetic trip unit TM-D | SCHNEIDER | MCCB | NSX | 2122 | 0.30541 | 648.08 | PC
2026-03-25 | C16H6TM125 | 125A 4P 70kA MCCB, thermal-magnetic trip unit TM-D | SCHNEIDER | MCCB | NSX | 3596 | 0.30541 | 1098.2544 | PC
2026-03-25 | C16H6TM160 | 160A 4P 70kA MCCB, thermal-magnetic trip unit TM-D | SCHNEIDER | MCCB | NSX | 3028 | 0.30541 | 924.7815 | PC
2024-08-07 | C16N3 + C1635E160 | 160A 3P 50kA MCCB, Micrologic 5.2 E | SCHNEIDER | MCCB | NSX | 7885.5 | 0.27677 | 2182.5051 | PC
2026-03-25 | C16N32D160 | 160A 3P 50kA MCCB, Micrologic 2.2 | SCHNEIDER | MCCB | NSX | 3699 | 0.30541 | 1129.7116 | PC
2026-03-25 | C16N3TM125 | 125A 3P 50kA MCCB, thermal-magnetic trip unit TM-D | SCHNEIDER | MCCB | NSX | 2214 | 0.30541 | 676.1777 | PC
2026-03-25 | C16N3TM160 | 160A 3P 50kA MCCB, thermal-magnetic trip unit TM-D | SCHNEIDER | MCCB | NSX | 2214 | 0.30541 | 676.1777 | PC
2024-08-07 | C16N4 + C1645E160 | 160A 4P 50kA MCCB, Micrologic 5.2 E | SCHNEIDER | MCCB | NSX | P.O.R | 0.27677 | #VALUE! | PC
2026-03-25 | C16N42D160 | 160A 4P 50kA MCCB, Micrologic 2.2 | SCHNEIDER | MCCB | NSX | 5837 | 0.30541 | 1782.6782 | PC
2026-03-25 | C16N6TM125 | 125A 4P 50kA MCCB, thermal-magnetic trip unit TM-D | SCHNEIDER | MCCB | NSX | 3236 | 0.30541 | 988.3068 | PC
2026-03-25 | C16N6TM160 | 160A 4P 50kA MCCB, thermal-magnetic trip unit TM-D | SCHNEIDER | MCCB | NSX | 3236 | 0.30541 | 988.3068 | PC
2026-03-25 | C25F3TM200 | 200A 3P 36kA MCCB, thermal-magnetic trip unit TM-D | SCHNEIDER | MCCB | NSX | 2633 | 0.30541 | 804.1445 | PC
2026-03-25 | C25F3TM250 | 250A 3P 36kA MCCB, thermal-magnetic trip unit TM-D | SCHNEIDER | MCCB | NSX | 2633 | 0.30541 | 804.1445 | PC
2026-03-25 | C25F42D250 | 250A 4P 50kA MCCB, Micrologic 2.2 | SCHNEIDER | MCCB | NSX | 5698 | 0.30541 | 1740.2262 | PC
2026-03-25 | C25F6TM200 | 200A 4P 36kA MCCB, thermal-magnetic trip unit TM-D | SCHNEIDER | MCCB | NSX | 4484 | 0.30541 | 1369.4584 | PC
2026-03-25 | C25F6TM250 | 250A 4P 36kA MCCB, thermal-magnetic trip unit TM-D | SCHNEIDER | MCCB | NSX | 4484 | 0.30541 | 1369.4584 | PC
2026-03-25 | C25H3TM200 | 200A 3P 70kA MCCB, thermal-magnetic trip unit TM-D | SCHNEIDER | MCCB | NSX | 2965 | 0.30541 | 905.5407 | PC
2026-03-25 | C25H3TM250 | 250A 3P 70kA MCCB, thermal-magnetic trip unit TM-D | SCHNEIDER | MCCB | NSX | 2966 | 0.30541 | 905.8461 | PC
2026-03-25 | C25H6TM200 | 200A 4P 70kA MCCB, thermal-magnetic trip unit TM-D | SCHNEIDER | MCCB | NSX | 5316 | 0.30541 | 1623.5596 | PC
2026-03-25 | C25H6TM250 | 250A 4P 70kA MCCB, thermal-magnetic trip unit TM-D | SCHNEIDER | MCCB | NSX | 5316 | 0.30541 | 1623.5596 | PC
2024-08-07 | C25N3 + C2535E250 | 250A 3P 50kA MCCB, Micrologic 5.2 E | SCHNEIDER | MCCB | NSX | 9238 | 0.27677 | 2556.8426 | PC
2026-03-25 | C25N32D250 | 250A 3P 50kA MCCB, Micrologic 2.2 | SCHNEIDER | MCCB | NSX | 4392 | 0.30541 | 1341.3607 | PC
2026-03-25 | C25N3TM200 | 200A 3P 50kA MCCB, thermal-magnetic trip unit TM-D | SCHNEIDER | MCCB | NSX | 3008 | 0.30541 | 918.6733 | PC
2026-03-25 | C25N3TM250 | 250A 3P 50kA MCCB, thermal-magnetic trip unit TM-D | SCHNEIDER | MCCB | NSX | 3008 | 0.30541 | 918.6733 | PC
2024-08-07 | C25N4 + C2545E250 | 250A 4P 50kA MCCB, Micrologic 5.2 E | SCHNEIDER | MCCB | NSX | 11753 | 0.27677 | 3252.9304 | PC
2026-03-25 | C25N6TM200 | 200A 4P 50kA MCCB, thermal-magnetic trip unit TM-D | SCHNEIDER | MCCB | NSX | 4773 | 0.30541 | 1457.7219 | PC
2026-03-25 | C25N6TM250 | 250A 4P 50kA MCCB, thermal-magnetic trip unit TM-D | SCHNEIDER | MCCB | NSX | 4773 | 0.30541 | 1457.7219 | PC
2026-03-25 | C40H32D400 | 400A 3P 70kA MCCB, Micrologic 2.2 | SCHNEIDER | MCCB | NSX | 5201 | 0.30541 | 1588.4374 | PC
2026-03-25 | C40H42D400 | 400A 4P 70kA MCCB, Micrologic 2.2 | SCHNEIDER | MCCB | NSX | 9651 | 0.30541 | 2947.5119 | PC
2026-03-25 | C40N32D400 | 400A 3P 50kA MCCB, Micrologic 2.3 | SCHNEIDER | MCCB | NSX | 4842 | 0.30541 | 1478.7952 | PC
2026-03-25 | C40N42D400 | 400A 4P 50kA MCCB, Micrologic 2.3 | SCHNEIDER | MCCB | NSX | 8527 | 0.30541 | 2604.2311 | PC
2019-07-02 | C61F-GP AC240 | Floatless relay | CKc | Relay | None | 68 | 1 | 68 | PC
2026-03-25 | C63H32D630 | 630A 3P 70kA MCCB, Micrologic 2.2 | SCHNEIDER | MCCB | NSX | 8402 | 0.30541 | 2566.0548 | PC
2026-03-25 | C63H42D630 | 630A 4P 70kA MCCB, Micrologic 2.2 | SCHNEIDER | MCCB | NSX | 15052 | 0.30541 | 4597.0313 | PC
2026-01-27 | Castell Lock NXA, NA1, NA8 | Castell key lock | CHINT | ACB | NX | 394 | 0.47156 | 185.7931 | PC
2023-05-24 | CBCT 35mm 150A | ZCT 35mm | Mun Hean | ZCT | None | 63 | 0.6075 | 38.2725 | PC
2023-05-24 | CBCT 50mm 250A | ZCT 50mm | Mun Hean | ZCT | None | 80 | 0.6075 | 48.6 | PC
2024-08-07 | CCT15101 | 24 Hour Timer | SCHNEIDER | Relay | None | 65 | 1 | 65 | PC
2024-08-07 | CCT15910 | 1C yearly time switch - 24hours + 7 days + year | SCHNEIDER | Relay | Acti 9 | 600 | 1 | 600 | PC
2025-05-13 | CDA563D | 63A 2P 30mA TYPE A ELCB | HAGER | RCCB | None | 385 | 1 | 385 | PC
2025-05-13 | CEA563D | 63A 2P 100mA TYPE A ELCB | HAGER | RCCB | None | 312 | 1 | 312 | PC
2025-06-20 | CEA640D | 40A 4P 100mA TYPE A ELCB | HAGER | RCCB | None | 410.76 | 1 | 410.76 | PC
2021-02-02 | CEE 16A x 3 PIN PLUG(013) | 16A W/P 3pin Plug | CEE | Socket | CEE | 9.36 | 1 | 9.36 | PC
2021-02-02 | CEE 16A x 3 PIN SOCKET CONNECTOR TYPE(213) | 16A W/P 3pin Socket Connector Type | CEE | Socket | CEE | 12.6 | 1 | 12.6 | PC
2021-02-02 | CEE 16A x 3 PIN SOCKET(113) | 16A W/P 3pin Socket | CEE | Socket | CEE | 15.12 | 1 | 15.12 | PC
2021-02-02 | CEE 32A x 3 PIN PLUG(023) | 32A W/P 3pin Plug | CEE | Socket | CEE | 13.68 | 1 | 13.68 | PC
2021-02-02 | CEE 32A x 3 PIN SOCKET CONNECTOR TYPE (223) | 32A W/P 3pin Socket Connector Type | CEE | Socket | CEE | 17.16 | 1 | 17.16 | PC
2021-02-02 | CEE 32A x 3 PIN SOCKET(123) | 32A W/P 3pin Socket | CEE | Socket | CEE | 18.48 | 1 | 18.48 | PC
2021-02-02 | CEE 63A x 3 PIN PLUG(033) | 63A W/P 3pin Plug | CEE | Socket | CEE | 58.08 | 1 | 58.08 | PC
2021-02-02 | CEE 63A x 3 PIN SOCKET(133) | 63A W/P 3pin Socket | CEE | Socket | CEE | 77.16 | 1 | 77.16 | PC
2021-10-22 | CGC413 | DEIF Compact Genset Controller, CGC 413 | DEIF | Controller | None | 1500 | 1 | 1500 | PC
2024-05-02 | CJ19-115/10 | 87A 3P CONTACTOR, AC6B, 60kVAR | CHINT | Contactor | CJ19 | 1007 | 0.47156 | 474.8569 | PC
2024-05-02 | CJ19-150/10 | 115A 3P CONTACTOR, AC6B, 70,80kVAR | CHINT | Contactor | CJ19 | 1045 | 0.47156 | 492.776 | PC
2024-05-02 | CJ19-170/10 | 130A 3P CONTACTOR, AC6B, 90kVAR | CHINT | Contactor | CJ19 | 1083 | 0.47156 | 510.6951 | PC
2024-05-02 | CJ19-25/11 | 17A 3P CONTACTOR, AC6B, 10kVAR | CHINT | Contactor | CJ19 | 106 | 0.47156 | 49.9849 | PC
2024-05-02 | CJ19-32/11 | 23A 3P CONTACTOR, AC6B, 15kVAR | CHINT | Contactor | CJ19 | 125 | 0.47156 | 58.9445 | PC
2024-05-02 | CJ19-43/11 | 29A 3P CONTACTOR, AC6B, 20kVAR | CHINT | Contactor | CJ19 | 160 | 0.47156 | 75.449 | PC
2024-05-02 | CJ19-63/21 | 43A 3P CONTACTOR, AC6B, 25,30KVAR | CHINT | Contactor | CJ19 | 348 | 0.47156 | 164.1015 | PC
2024-05-02 | CJ19-95/12 | 72.2 3P CONTACTOR, AC6B, 40,50kVAR | CHINT | Contactor | CJ19 | 466 | 0.47156 | 219.7451 | PC
2026-01-07 | CP 600x400x200 EG1.6 | CP, 1.6mm THICK 600x400x200 | TK | TK CP | CP | 303 | 1 | 303 | PC
2026-01-07 | CP 600x400x200 EG2.0 | CP, 2.0mm THICK 600x400x200 | TK | TK CP | CP | 357 | 1 | 357 | PC
2026-01-07 | CP 600x500x200 EG1.6 | CP, 1.6mm THICK 600x500x200 | TK | TK CP | CP | 348 | 1 | 348 | PC
2026-01-07 | CP 600x500x200 EG2.0 | CP, 2.0mm THICK 600x500x200 | TK | TK CP | CP | 410 | 1 | 410 | PC
2026-01-07 | CP 900x600x200 EG1.6 | CP, 1.6mm THICK 900x600x200 | TK | TK CP | CP | 524 | 1 | 524 | PC
2026-01-07 | CP 900x600x200 EG2.0 | CP, 2.0mm THICK 900x600x200 | TK | TK CP | CP | 626 | 1 | 626 | PC
2021-04-09 | CQ670DA | DC AMMETER(Round Back) | IMETEC | Meter | None | 19.5 | 1 | 19.5 | PC
2021-04-09 | CQ72VDC | DC VOLTMETER | IMETEC | Meter | None | 29 | 1 | 29 | PC
2021-04-09 | CQ96A | ANALOGUE AMMETER, 90 Deg Cls 1.5, 96x96mm | IMETEC | Meter | None | 16.5 | 1 | 16.5 | PC
2021-04-09 | CQ96F | Frequency Meter, 220VAC/415VAC, 90 Deg, 96x96mm | IMETEC | Meter | None | 49 | 1 | 49 | PC
2021-04-09 | CQ96KW1 | kW Meter, 90 Deg, 96x96mm | IMETEC | Meter | None | 150 | 1 | 150 | PC
2021-04-09 | CQ96MD | Max Demand Ammeter 2 pointer, 90 Deg, 96x96mm | IMETEC | Meter | None | 58 | 1 | 58 | PC
2021-04-09 | CQ96PF | ANALOGUE POWER FACTOR METER, 90 Deg, 96x96mm | IMETEC | Meter | None | 84 | 1 | 84 | PC
2021-04-09 | CQ96V | ANALOGUE VOLTMETER, 90 Deg Cls 1.5, 96x96mm | IMETEC | Meter | None | 16.5 | 1 | 16.5 | PC
2020-12-04 | CU128PA4 | 12 WAY 4 POLE (800A BUSBAR) | ABB | MCCB | Tmax | 3000 | 1 | 3000 | PC
2020-12-04 | CU680PA4 | 6 WAY 4 POLE (800A BUSBAR) | ABB | MCCB | Tmax | 2000 | 1 | 2000 | PC
2026-03-25 | CVS 29450 | OF or SD pr SDE or SDV | SCHNEIDER | MCCB | CVS | 243 | 0.30541 | 74.2146 | PC
2026-03-25 | CVS1000 E100H320FM | 1000A 3P 70kA MCCB | SCHNEIDER | MCCB | CVS | 17540 | 0.30541 | 5356.8914 | PC
2026-03-25 | CVS1000 E100H420FM | 1000A 4P 70kA MCCB | SCHNEIDER | MCCB | CVS | 24218 | 0.30541 | 7396.4194 | PC
2026-03-25 | CVS1000 E100N320FM | 1000A 3P 50kA MCCB | SCHNEIDER | MCCB | CVS | 14039 | 0.30541 | 4287.651 | PC
2026-03-25 | CVS1000 E100N420FM | 1000A 4P 50kA MCCB | SCHNEIDER | MCCB | CVS | 21000 | 0.30541 | 6413.61 | PC
2026-03-25 | CVS100B LV510300 | 16A 3P 25kA MCCB | SCHNEIDER | MCCB | CVS | 801 | 0.27677 | 221.6964 | PC
2026-03-25 | CVS100B LV510301 | 25A 3P 25kA MCCB | SCHNEIDER | MCCB | CVS | 801 | 0.27677 | 221.6964 | PC
2026-03-25 | CVS100B LV510302 | 32A 3P 25kA MCCB | SCHNEIDER | MCCB | CVS | 801 | 0.27677 | 221.6964 | PC
2026-03-25 | CVS100B LV510303 | 40A 3P 25kA MCCB | SCHNEIDER | MCCB | CVS | 801 | 0.27677 | 221.6964 | PC
2026-03-25 | CVS100B LV510304 | 50A 3P 25kA MCCB | SCHNEIDER | MCCB | CVS | 801 | 0.27677 | 221.6964 | PC
2026-03-25 | CVS100B LV510305 | 63A 3P 25kA MCCB | SCHNEIDER | MCCB | CVS | 801 | 0.27677 | 221.6964 | PC
2026-03-25 | CVS100B LV510306 | 80A 3P 25kA MCCB | SCHNEIDER | MCCB | CVS | 801 | 0.27677 | 221.6964 | PC
2026-03-25 | CVS100B LV510307 | 100A 3P 25kA MCCB | SCHNEIDER | MCCB | CVS | 801 | 0.27677 | 221.6964 | PC
2026-03-25 | CVS100B LV510310 | 15A 4P 25kA MCCB | SCHNEIDER | MCCB | CVS | 1354 | 0.27677 | 374.7526 | PC
2026-03-25 | CVS100B LV510311 | 25A 4P 25kA MCCB | SCHNEIDER | MCCB | CVS | 1354 | 0.27677 | 374.7526 | PC
2026-03-25 | CVS100B LV510312 | 32A 4P 25kA MCCB | SCHNEIDER | MCCB | CVS | 1354 | 0.27677 | 374.7526 | PC
2026-03-25 | CVS100B LV510313 | 40A 4P 25kA MCCB | SCHNEIDER | MCCB | CVS | 1354 | 0.27677 | 374.7526 | PC
2026-03-25 | CVS100B LV510314 | 50A 4P 25kA MCCB | SCHNEIDER | MCCB | CVS | 1354 | 0.27677 | 374.7526 | PC
2026-03-25 | CVS100B LV510315 | 60A 4P 25kA MCCB | SCHNEIDER | MCCB | CVS | 1354 | 0.27677 | 374.7526 | PC
2026-03-25 | CVS100B LV510316 | 80A 4P 25kA MCCB | SCHNEIDER | MCCB | CVS | 1354 | 0.27677 | 374.7526 | PC
2026-03-25 | CVS100B LV510317 | 100A 4P 25kA MCCB | SCHNEIDER | MCCB | CVS | 1354 | 0.27677 | 374.7526 | PC
2026-03-25 | CVS100F LV510330 | 16A 3P 36kA MCCB | SCHNEIDER | MCCB | CVS | 809 | 0.27677 | 223.9105 | PC
2026-03-25 | CVS100F LV510331 | 25A 3P 36kA MCCB | SCHNEIDER | MCCB | CVS | 809 | 0.27677 | 223.9105 | PC
2026-03-25 | CVS100F LV510332 | 32A 3P 36kA MCCB | SCHNEIDER | MCCB | CVS | 809 | 0.27677 | 223.9105 | PC
2026-03-25 | CVS100F LV510333 | 40A 3P 36kA MCCB | SCHNEIDER | MCCB | CVS | 809 | 0.27677 | 223.9105 | PC
2026-03-25 | CVS100F LV510334 | 50A 3P 36kA MCCB | SCHNEIDER | MCCB | CVS | 809 | 0.27677 | 223.9105 | PC
2026-03-25 | CVS100F LV510335 | 63A 3P 36kA MCCB | SCHNEIDER | MCCB | CVS | 809 | 0.27677 | 223.9105 | PC
2026-03-25 | CVS100F LV510336 | 80A 3P 36kA MCCB | SCHNEIDER | MCCB | CVS | 809 | 0.27677 | 223.9105 | PC
2026-03-25 | CVS100F LV510337 | 100A 3P 36kA MCCB | SCHNEIDER | MCCB | CVS | 809 | 0.27677 | 223.9105 | PC
2026-03-25 | CVS100F LV510340 | 16A 4P 36kA MCCB | SCHNEIDER | MCCB | CVS | 1409 | 0.27677 | 389.9752 | PC
2026-03-25 | CVS100F LV510341 | 25A 4P 36kA MCCB | SCHNEIDER | MCCB | CVS | 1409 | 0.27677 | 389.9752 | PC
2026-03-25 | CVS100F LV510342 | 32A 4P 36kA MCCB | SCHNEIDER | MCCB | CVS | 1409 | 0.27677 | 389.9752 | PC
2026-03-25 | CVS100F LV510343 | 40A 4P 36kA MCCB | SCHNEIDER | MCCB | CVS | 1409 | 0.27677 | 389.9752 | PC
2026-03-25 | CVS100F LV510344 | 50A 4P 36kA MCCB | SCHNEIDER | MCCB | CVS | 1409 | 0.27677 | 389.9752 | PC
2026-03-25 | CVS100F LV510345 | 63A 4P 36kA MCCB | SCHNEIDER | MCCB | CVS | 1409 | 0.27677 | 389.9752 | PC
2026-03-25 | CVS100F LV510346 | 80A 4P 36kA MCCB | SCHNEIDER | MCCB | CVS | 1409 | 0.27677 | 389.9752 | PC
2026-03-25 | CVS100F LV510347 | 100A 4P 36kA MCCB | SCHNEIDER | MCCB | CVS | 1409 | 0.27677 | 389.9752 | PC
2026-03-25 | CVS100N LV510470 | 16A 3P 50kA MCCB | SCHNEIDER | MCCB | CVS | 1035 | 0.27677 | 286.4616 | PC
2026-03-25 | CVS100N LV510471 | 25A 3P 50kA MCCB | SCHNEIDER | MCCB | CVS | 1035 | 0.27677 | 286.4616 | PC
2026-03-25 | CVS100N LV510472 | 32A 3P 50kA MCCB | SCHNEIDER | MCCB | CVS | 1035 | 0.27677 | 286.4616 | PC
2026-03-25 | CVS100N LV510473 | 40A 3P 50kA MCCB | SCHNEIDER | MCCB | CVS | 1035 | 0.27677 | 286.4616 | PC
2026-03-25 | CVS100N LV510474 | 50A 3P 50kA MCCB | SCHNEIDER | MCCB | CVS | 1035 | 0.27677 | 286.4616 | PC
2026-03-25 | CVS100N LV510475 | 63A 3P 50kA MCCB | SCHNEIDER | MCCB | CVS | 1035 | 0.27677 | 286.4616 | PC
2026-03-25 | CVS100N LV510476 | 80A 3P 50kA MCCB | SCHNEIDER | MCCB | CVS | 1035 | 0.27677 | 286.4616 | PC
2026-03-25 | CVS100N LV510477 | 100A 3P 50kA MCCB | SCHNEIDER | MCCB | CVS | 1035 | 0.27677 | 286.4616 | PC
2026-03-25 | CVS100N LV510480 | 16A 4P 50kA MCCB | SCHNEIDER | MCCB | CVS | 2209 | 0.27677 | 611.3948 | PC
2026-03-25 | CVS100N LV510481 | 25A 4P 50kA MCCB | SCHNEIDER | MCCB | CVS | 1767 | 0.27677 | 489.0605 | PC
2026-03-25 | CVS100N LV510482 | 32A 4P 50kA MCCB | SCHNEIDER | MCCB | CVS | 1767 | 0.27677 | 489.0605 | PC
2026-03-25 | CVS100N LV510483 | 40A 4P 50kA MCCB | SCHNEIDER | MCCB | CVS | 1767 | 0.27677 | 489.0605 | PC
2026-03-25 | CVS100N LV510485 | 63A 4P 50kA MCCB | SCHNEIDER | MCCB | CVS | 1767 | 0.27677 | 489.0605 | PC
2026-03-25 | CVS100N LV510486 | 80A 4P 50kA MCCB | SCHNEIDER | MCCB | CVS | 1767 | 0.27677 | 489.0605 | PC
2026-03-25 | CVS100N LV510487 | 100A 4P 50kA MCCB | SCHNEIDER | MCCB | CVS | 1767 | 0.27677 | 489.0605 | PC
2026-03-25 | CVS1250 E125H320FM | 1250A 3P 70kA MCCB | SCHNEIDER | MCCB | CVS | 20685 | 0.27677 | 5725.08 | PC
2026-03-25 | CVS1250 E125H420FM | 1250A 4P 70kA MCCB | SCHNEIDER | MCCB | CVS | 27416 | 0.27677 | 7588.0489 | PC
2026-03-25 | CVS1250 E125N320FM | 1250A 3P 50kA MCCB | SCHNEIDER | MCCB | CVS | 18506 | 0.27677 | 5121.9884 | PC
2026-03-25 | CVS1250 E125N420FM | 1250A 4P 50kA MCCB | SCHNEIDER | MCCB | CVS | 23462 | 0.27677 | 6493.6827 | PC
2026-03-25 | CVS1600 E160H320FM | 1600A 3P 70kA MCCB | SCHNEIDER | MCCB | CVS | 25636 | 0.27677 | 7095.3904 | PC
2026-03-25 | CVS1600 E160H420FM | 1600A 4P 70kA MCCB | SCHNEIDER | MCCB | CVS | 42226 | 0.27677 | 11687.0789 | PC
2026-03-25 | CVS1600 E160N320FM | 1600A 3P 50kA MCCB | SCHNEIDER | MCCB | CVS | 23069 | 0.27677 | 6384.9103 | PC
2026-03-25 | CVS1600 E160N420FM | 1600A 4P 50kA MCCB | SCHNEIDER | MCCB | CVS | 38005 | 0.27677 | 10518.8138 | PC
2026-03-25 | CVS160B LV516302 | 125A 3P 25kA MCCB | SCHNEIDER | MCCB | CVS | 1238 | 0.27677 | 342.6468 | PC
2026-03-25 | CVS160B LV516303 | 160A 3P 25kA MCCB | SCHNEIDER | MCCB | CVS | 1238 | 0.27677 | 342.6468 | PC
2026-03-25 | CVS160B LV516312 | 125A 4P 25kA MCCB | SCHNEIDER | MCCB | CVS | 2274 | 0.27677 | 629.3852 | PC
2026-03-25 | CVS160B LV516313 | 160A 4P 25kA MCCB | SCHNEIDER | MCCB | CVS | 2274 | 0.27677 | 629.3852 | PC
2026-03-25 | CVS160F LV516332 | 125A 3P 36kA MCCB | SCHNEIDER | MCCB | CVS | 1294 | 0.27677 | 358.1462 | PC
2026-03-25 | CVS160F LV516333 | 160A 3P 36kA MCCB | SCHNEIDER | MCCB | CVS | 1294 | 0.27677 | 358.1462 | PC
2026-03-25 | CVS160F LV516342 | 125A 4P 36kA MCCB | SCHNEIDER | MCCB | CVS | 1686 | 0.27677 | 466.6418 | PC
2026-03-25 | CVS160F LV516343 | 160A 4P 36kA MCCB | SCHNEIDER | MCCB | CVS | 1686 | 0.27677 | 466.6418 | PC
2026-03-25 | CVS160N LV516462 | 125A 3P 50kA MCCB | SCHNEIDER | MCCB | CVS | 1542 | 0.27677 | 426.7862 | PC
2026-03-25 | CVS160N LV516463 | 160A 3P 50kA MCCB | SCHNEIDER | MCCB | CVS | 1542 | 0.27677 | 426.7862 | PC
2026-03-25 | CVS160N LV516467 | 125A 4P 50kA MCCB | SCHNEIDER | MCCB | CVS | 2426 | 0.27677 | 671.4549 | PC
2026-03-25 | CVS160N LV516468 | 160A 4P 50KA MCCB | SCHNEIDER | MCCB | CVS | 2426 | 0.27677 | 671.4549 | PC
2026-03-25 | CVS250B LV525302 | 200A 3P 25kA MCCB | SCHNEIDER | MCCB | CVS | 1640 | 0.27677 | 453.9101 | PC
2026-03-25 | CVS250B LV525303 | 250A 3P 25kA MCCB | SCHNEIDER | MCCB | CVS | 1640 | 0.27677 | 453.9101 | PC
2026-03-25 | CVS250B LV525312 | 200A 4P 25kA MCCB | SCHNEIDER | MCCB | CVS | 3426 | 0.27677 | 948.2293 | PC
2026-03-25 | CVS250B LV525313 | 250A 4P 25kA MCCB | SCHNEIDER | MCCB | CVS | 3426 | 0.27677 | 948.2293 | PC
2026-03-25 | CVS250F LV525332 | 200A 3P 36kA MCCB | SCHNEIDER | MCCB | CVS | 1837 | 0.27677 | 508.4347 | PC
2026-03-25 | CVS250F LV525333 | 250A 3P 36kA MCCB | SCHNEIDER | MCCB | CVS | 1837 | 0.27677 | 508.4347 | PC
2026-03-25 | CVS250F LV525342 | 200A 4P 36kA MCCB | SCHNEIDER | MCCB | CVS | 3969 | 0.27677 | 1098.5179 | PC
2026-03-25 | CVS250F LV525343 | 250A 4P 36kA MCCB | SCHNEIDER | MCCB | CVS | 3969 | 0.27677 | 1098.5179 | PC
2026-03-25 | CVS250N LV525452 | 200A 3P 50kA MCCB | SCHNEIDER | MCCB | CVS | 2169 | 0.27677 | 600.3238 | PC
2026-03-25 | CVS250N LV525453 | 250A 3P 50kA MCCB | SCHNEIDER | MCCB | CVS | 2169 | 0.27677 | 600.3238 | PC
2026-03-25 | CVS250N LV525457 | 200A 4P 50kA MCCB | SCHNEIDER | MCCB | CVS | 4365 | 0.27677 | 1208.1206 | PC
2026-03-25 | CVS250N LV525458 | 250A 4P 50KA MCCB | SCHNEIDER | MCCB | CVS | 4365 | 0.27677 | 1208.1206 | PC
2026-03-25 | CVS400F LV540305 | 320A 3P 36kA MCCB | SCHNEIDER | MCCB | CVS | 3085 | 0.27677 | 853.8492 | PC
2026-03-25 | CVS400F LV540306 | 400A 3P 36kA MCCB | SCHNEIDER | MCCB | CVS | 3085 | 0.27677 | 853.8492 | PC
2026-03-25 | CVS400F LV540308 | 320A 4P 36kA MCCB | SCHNEIDER | MCCB | CVS | 5442 | 0.27677 | 1506.2067 | PC
2026-03-25 | CVS400F LV540309 | 400A 4P 36kA MCCB | SCHNEIDER | MCCB | CVS | 5442 | 0.27677 | 1506.2067 | PC
2026-03-25 | CVS400N LV540315 | 320A 3P 50kA MCCB | SCHNEIDER | MCCB | CVS | 3308 | 0.27677 | 915.57 | PC
2026-03-25 | CVS400N LV540316 | 400A 3P 50kA MCCB | SCHNEIDER | MCCB | CVS | 3308 | 0.27677 | 915.57 | PC
2026-03-25 | CVS400N LV540318 | 320A 4P 50kA MCCB | SCHNEIDER | MCCB | CVS | 6528 | 0.27677 | 1806.7838 | PC
2026-03-25 | CVS400N LV540319 | 400A 4P 50kA MCCB | SCHNEIDER | MCCB | CVS | 6528 | 0.27677 | 1806.7838 | PC
2026-03-25 | CVS630F LV563305 | 500A 3P 36kA MCCB | SCHNEIDER | MCCB | CVS | 4106 | 0.27677 | 1136.436 | PC
2026-03-25 | CVS630F LV563307 | 630A 3P 36kA MCCB | SCHNEIDER | MCCB | CVS | 4106 | 0.27677 | 1136.436 | PC
2026-03-25 | CVS630F LV563308 | 500A 4P 36kA MCCB | SCHNEIDER | MCCB | CVS | 5983 | 0.27677 | 1655.9417 | PC
2026-03-25 | CVS630F LV563310 | 630A 4P 36kA MCCB | SCHNEIDER | MCCB | CVS | 5983 | 0.27677 | 1655.9417 | PC
2026-03-25 | CVS630N LV563315 | 500A 3P 50kA MCCB | SCHNEIDER | MCCB | CVS | 4264 | 0.27677 | 1180.1664 | PC
2026-03-25 | CVS630N LV563316 | 630A 3P 50kA MCCB | SCHNEIDER | MCCB | CVS | 4264 | 0.27677 | 1180.1664 | PC
2026-03-25 | CVS630N LV563318 | 500A 4P 50kA MCCB | SCHNEIDER | MCCB | CVS | 7503 | 0.27677 | 2076.6389 | PC
2026-03-25 | CVS630N LV563320 | 630A 4P 50kA MCCB | SCHNEIDER | MCCB | CVS | 7507 | 0.27677 | 2077.746 | PC
2026-03-25 | CVS800 E080H320FM | 800A 3P 70kA MCCB | SCHNEIDER | MCCB | CVS | 12390 | 0.27677 | 3429.2357 | PC
2026-03-25 | CVS800 E080H420FM | 800A 4P 70kA MCCB | SCHNEIDER | MCCB | CVS | 20081 | 0.27677 | 5557.9082 | PC
2026-03-25 | CVS800 E080N320FM | 800A 3P 50kA MCCB | SCHNEIDER | MCCB | CVS | 10266 | 0.27677 | 2841.3667 | PC
2026-03-25 | CVS800 E080N420FM | 800A 4P 50kA MCCB | SCHNEIDER | MCCB | CVS | 15703 | 0.27677 | 4346.1895 | PC
2021-02-04 | D100B-385/3T+NPE | 100KA 3P+N SURGE ARRESTOR, CLASS 2 | DUVAL | SPD | None | 1050 | 1 | 1050 | PC
2021-02-04 | D100B-385/7T | 100KA 3P FULL MODE SURGE ARRESTOR, CLASS 2 | DUVAL | SPD | None | 1660 | 1 | 1660 | PC
2021-02-04 | D150B-385/3T+NPE | 150KA 3P+N SURGE ARRESTOR, CLASS 1 | DUVAL | SPD | none | 2500 | 1 | 2500 | PC
2021-02-04 | D150B-385/7T | 150KA 3P FULL MODE SURGE ARRESTOR, CLASS 1 | DUVAL | SPD | None | 2700 | 1 | 2700 | PC
2021-02-04 | D25C-275/7T | 25KA 3P FULL MODE SURGE ARRESTOR, CLASS 3 | DUVAL | SPD | None | 680 | 1 | 680 | PC
2024-10-15 | D25D-275/1+NPE | 25KA 1+1 SURGE ARRESTOR, CLASS 3 | DUVAL | SPD | None | 140 | 1 | 140 | PC
2024-10-15 | D25D-275/1T+NPE | 25KA 1+1 SURGE ARRESTOR, CLASS 3 | DUVAL | SPD | None | 200 | 1 | 200 | PC
2021-02-04 | D25D-275/3T | 25KA 1P FULL MODE SURGE ARRESTOR, CLASS 3 | DUVAL | SPD | None | 265 | 1 | 265 | PC
2024-10-15 | D25D-275/3T+NPE | 25KA 3P+N SURGE ARRESTOR, CLASS 3 | DUVAL | SPD | None | 345 | 1 | 345 | PC
2024-10-15 | D25D-385/3+NPE | 25KA 3P+N SURGE ARRESTOR, CLASS 3 | DUVAL | SPD | None | 255 | 1 | 255 | PC
2024-10-15 | D40C-275/1+NPE | 40kA 1+1 SURGE ARRESTOR, CLASS 2 | DUVAL | SPD | none | 240 | 1 | 240 | PC
2024-10-15 | D40C-275/1T+NPE | 40kA 1+1 SURGE ARRESTOR, CLASS 2 | DUVAL | SPD | None | 285 | 1 | 285 | PC
2021-02-04 | D40C-275/3T | 40KA 1P FULL MODE SURGE ARRESTOR, CLASS 2 | DUVAL | SPD | None | 390 | 1 | 390 | PC
2021-02-04 | D40C-275/7T | 40KA 3P FULL MODE SURGE ARRESTOR, CLASS 2 | DUVAL | SPD | None | 790 | 1 | 790 | PC
2024-10-15 | D40C-385/3+NPE | 40KA 3P+N SURGE ARRESTOR, CLASS 2 | DUVAL | SPD | None | 345 | 1 | 345 | PC
2024-10-15 | D40C-385/3T+NPE | 40KA 3P+N SURGE ARRESTOR, CLASS 2 | DUVAL | SPD | none | 420 | 1 | 420 | PC
2021-02-04 | D80B-275/7T | 65KA 3P FULL MODE SURGE ARRESTOR, CLASS 2 | DUVAL | SPD | None | 1300 | 1 | 1300 | PC
2024-10-15 | D80B-385/1+NPE | 65KA 1+1 SURGE ARRESTOR, CLASS 2 | DUVAL | SPD | None | 385 | 1 | 385 | PC
2024-10-15 | D80B-385/1T+NPE | 65KA 1+1 SURGE ARRESTOR, CLASS 2 | DUVAL | SPD | None | 450 | 1 | 450 | PC
2024-10-15 | D80B-385/3+NPE | 65KA 3P+N SURGE ARRESTOR, CLASS 2 | DUVAL | SPD | None | 740 | 1 | 740 | PC
2024-10-15 | D80B-385/3T+NPE | 65KA 3P+N SURGE ARRESTOR, CLASS 2 | DUVAL | SPD | none | 790 | 1 | 790 | PC
2024-10-09 | DB MCB 12 W GI1.2 | DB, MCB incoming, 1R 12W 220x400x120 | TK | TK DB | DB | 127 | 1 | 127 | PC
2024-10-29 | DB MCB 12 W GI2.0 | DB, MCB incoming, 2.0mm THICK 1R 12W 220x400x120 | TK | TK DB | DB | 158 | 1 | 158 | PC
2026-03-10 | DB MCB 12 W SUS304 1.2 | SUS304 DB, MCB incoming, 1R 12W 220x400x120 | TK | TK DB | DB | 188 | 1 | 188 | PC
2026-03-10 | DB MCB 12 W SUS316 1.2 | SUS316 DB, MCB incoming, 1R 12W 220x400x120 | TK | TK DB | DB | 387 | 1 | 387 | PC
2024-10-09 | DB MCB 16W GI1.2 | DB, MCB incoming, 1R 16W 250x400x120 | TK | TK DB | DB | 137 | 1 | 137 | PC
2024-10-29 | DB MCB 16W GI2.0 | DB, MCB incoming, 2.0mm THICK 1R 16W 250x400x120 | TK | TK DB | DB | 171 | 1 | 171 | PC
2026-03-10 | DB MCB 16W SUS304 1.2 | SUS304 DB, MCB incoming, 1R 16W 250x400x120 | TK | TK DB | DB | 205 | 1 | 205 | PC
2026-03-10 | DB MCB 16W SUS316 1.2 | SUS316 DB, MCB incoming, 1R 16W 250x400x120 | TK | TK DB | DB | 424 | 1 | 424 | PC
2024-10-09 | DB MCB 20W GI1.2 | DB, MCB incoming, 1R 20W 250x500x120 | TK | TK DB | DB | 159 | 1 | 159 | PC
2024-10-29 | DB MCB 20W GI2.0 | DB, MCB incoming, 2.0mm THICK 1R 20W 250x500x120 | TK | TK DB | DB | 201 | 1 | 201 | PC
2026-03-10 | DB MCB 20W SUS304 1.2 | SUS304 DB, MCB incoming, 1R 20W 250x500x120 | TK | TK DB | DB | 242 | 1 | 242 | PC
2026-03-10 | DB MCB 20W SUS316 1.2 | SUS316 DB, MCB incoming, 1R 20W 250x500x120 | TK | TK DB | DB | 509 | 1 | 509 | PC
2024-10-09 | DB MCB 32W GI1.2 | DB, MCB incoming, 2R 16W 400x400x150 | TK | TK DB | DB | 198 | 1 | 198 | PC
2024-10-29 | DB MCB 32W GI2.0 | DB, MCB incoming, 2.0mm THICK 2R 16W 400x400x150 | TK | TK DB | DB | 252 | 1 | 252 | PC
2026-03-10 | DB MCB 32W SUS304 1.2 | SUS304 DB, MCB incoming, 2R 16W 400x400x150 | TK | TK DB | DB | 306 | 1 | 306 | PC
2026-03-10 | DB MCB 32W SUS316 1.2 | SUS316 DB, MCB incoming, 2R 16W 400x400x150 | TK | TK DB | DB | 651 | 1 | 651 | PC
2024-10-09 | DB MCB 40W GI1.2 | DB, MCB incoming, 2R 20W 400x500x150 | TK | TK DB | DB | 233 | 1 | 233 | PC
2024-10-29 | DB MCB 40W GI2.0 | DB, MCB incoming, 2.0mm THICK 2R 20W 400x500x150 | TK | TK DB | DB | 297 | 1 | 297 | PC
2026-03-10 | DB MCB 40W SUS304 1.2 | SUS304 DB, MCB incoming, 2R 20W 400x500x150 | TK | TK DB | DB | 363 | 1 | 363 | PC
2026-03-10 | DB MCB 40W SUS316 1.2 | SUS316 DB, MCB incoming, 2R 20W 400x500x150 | TK | TK DB | DB | 780 | 1 | 780 | PC
2024-10-09 | DB MCB 48W GI1.2 | DB, MCB incoming, 3R 16W 650x400x150 | TK | TK DB | DB | 285 | 1 | 285 | PC
2024-10-29 | DB MCB 48W GI2.0 | DB, MCB incoming, 2.0mm THICK 3R 16W 650x400x150 | TK | TK DB | DB | 365 | 1 | 365 | PC
2026-03-10 | DB MCB 48W SUS304 1.2 | SUS304 DB, MCB incoming, 3R 16W 650x400x150 | TK | TK DB | DB | 448 | 1 | 448 | PC
2026-03-10 | DB MCB 48W SUS316 1.2 | SUS316 DB, MCB incoming, 3R 16W 650x400x150 | TK | TK DB | DB | 972 | 1 | 972 | PC
2024-10-09 | DB MCB 60W GI1.2 | DB, MCB incoming, 3R 20W 650x500x150 | TK | TK DB | DB | 336 | 1 | 336 | PC
2024-10-29 | DB MCB 60W GI2.0 | DB, MCB incoming, 2.0mm THICK 3R 20W 650x500x150 | TK | TK DB | DB | 433 | 1 | 433 | PC
2026-03-10 | DB MCB 60W SUS304 1.2 | SUS304 DB, MCB incoming, 3R 20W 650x500x150 | TK | TK DB | DB | 533 | 1 | 533 | PC
2026-03-10 | DB MCB 60W SUS316 1.2 | SUS316 DB, MCB incoming, 3R 20W 650x500x150 | TK | TK DB | DB | 1164 | 1 | 1164 | PC
2024-10-09 | DB MCB 64W GI1.2 | DB, MCB incoming, 4R 16W 850x400x150 | TK | TK DB | DB | 354 | 1 | 354 | PC
2024-10-29 | DB MCB 64W GI2.0 | DB, MCB incoming, 2.0mm THICK 4R 16W 850x400x150 | TK | TK DB | DB | 456 | 1 | 456 | PC
2026-03-10 | DB MCB 64W SUS304 1.2 | SUS304 DB, MCB incoming, 4R 16W 850x400x150 | TK | TK DB | DB | 562 | 1 | 562 | PC
2026-03-10 | DB MCB 64W SUS316 1.2 | SUS316 DB, MCB incoming, 4R 16W 850x400x150 | TK | TK DB | DB | 1229 | 1 | 1229 | PC
2024-10-09 | DB MCB 80W GI1.2 | DB, MCB incoming, 4R 20W 850x500x150 | TK | TK DB | DB | 419 | 1 | 419 | PC
2024-10-29 | DB MCB 80W GI2.0 | DB, MCB incoming, 2.0mm THICK 4R 20W 850x500x150 | TK | TK DB | DB | 541 | 1 | 541 | PC
2026-03-10 | DB MCB 80W SUS304 1.2 | SUS304 DB, MCB incoming, 4R 20W 850x500x150 | TK | TK DB | DB | 669 | 1 | 669 | PC
2026-03-10 | DB MCB 80W SUS316 1.2 | SUS316 DB, MCB incoming, 4R 20W 850x500x150 | TK | TK DB | DB | 1471 | 1 | 1471 | PC
2024-10-09 | DB MCCB 16W GI1.2 | DB, MCCB incoming, 2R 8W 400x400x150 | TK | TK DB | DB | 202 | 1 | 202 | PC
2024-10-29 | DB MCCB 16W GI2.0 | DB, MCCB incoming, 2.0mm THICK 2R 8W 400x400x150 | TK | TK DB | DB | 234 | 1 | 234 | PC
2026-03-10 | DB MCCB 16W SUS304 1.2 | SUS304 DB, MCCB incoming, 2R 8W 400x400x150 | TK | TK DB | DB | 317 | 1 | 317 | PC
2026-03-10 | DB MCCB 16W SUS316 1.2 | SUS316 DB, MCCB incoming, 2R 8W 400x400x150 | TK | TK DB | DB | 613 | 1 | 613 | PC
2024-10-09 | DB MCCB 24W GI1.2 | DB, MCCB incoming, 2R 12W 400x500x150 | TK | TK DB | DB | 237 | 1 | 237 | PC
2024-10-29 | DB MCCB 24W GI2.0 | DB, MCCB incoming, 2.0mm THICK 2R 12W 400x500x150 | TK | TK DB | DB | 256 | 1 | 256 | PC
2026-03-10 | DB MCCB 24W SUS304 1.2 | SUS304 DB, MCCB incoming, 2R 12W 400x500x150 | TK | TK DB | DB | 374 | 1 | 374 | PC
2026-03-10 | DB MCCB 24W SUS316 1.2 | SUS316 DB, MCCB incoming 2R 12W 400x500x150 | TK | TK DB | DB | 806 | 1 | 806 | PC
2024-10-09 | DB MCCB 40W GI1.2 | DB, MCCB incoming, 3R 2x16W+1x8W 650x400x150 | TK | TK DB | DB | 289 | 1 | 289 | PC
2024-10-29 | DB MCCB 40W GI2.0 | DB, MCCB incoming, 2.0mm THICK 3R 2x16W+1x8W 650x400x150 | TK | TK DB | DB | 302 | 1 | 302 | PC
2026-03-10 | DB MCCB 40W SUS304 1.2 | SUS304 DB, MCCB incoming, 3R 2x16W+1x8W 650x400x150 | TK | TK DB | DB | 459 | 1 | 459 | PC
2026-03-10 | DB MCCB 40W SUS316 1.2 | SUS316 DB, MCCB incoming, 3R 2x16W+1x8W 650x400x150 | TK | TK DB | DB | 998 | 1 | 998 | PC
2024-10-09 | DB MCCB 52W GI1.2 | DB, MCCB incoming, 3R 2x20W+1x12W 650x500x150 | TK | TK DB | DB | 341 | 1 | 341 | PC
2024-10-29 | DB MCCB 52W GI2.0 | DB, MCCB incoming, 2.0mm THICK 3R 2x20W+1x12W 650x500x150 | TK | TK DB | DB | 370 | 1 | 370 | PC
2026-03-10 | DB MCCB 52W SUS304 1.2 | SUS304 DB, MCCB incoming, 3R 2x20W+1x12W 650x500x150 | TK | TK DB | DB | 544 | 1 | 544 | PC
2026-03-10 | DB MCCB 52W SUS316 1.2 | SUS316 DB, MCCB incoming 3R 2x20W+1x12W 650x500x150 | TK | TK DB | DB | 1190 | 1 | 1190 | PC
2024-10-09 | DB MCCB 56W GI1.2 | DB, MCCB incoming, 4R 3x16W+1x8W 850x400x150 | TK | TK DB | DB | 358 | 1 | 358 | PC
2024-10-29 | DB MCCB 56W GI2.0 | DB, MCCB incoming, 2.0mm THICK 4R 3x16W+1x8W 850x400x150 | TK | TK DB | DB | 437 | 1 | 437 | PC
2026-03-10 | DB MCCB 56W SUS304 1.2 | SUS304 DB, MCCB incoming, 4R 3x16W+1x8W 850x400x150 | TK | TK DB | DB | 573 | 1 | 573 | PC
2026-03-10 | DB MCCB 56W SUS316 1.2 | SUS316 DB, MCCB incoming, 4R 3x16W+1x8W 850x400x150 | TK | TK DB | DB | 1255 | 1 | 1255 | PC
2024-10-09 | DB MCCB 72W GI1.2 | DB, MCCB incoming, 4R 3x20W+1x12W 850x500x150 | TK | TK DB | DB | 424 | 1 | 424 | PC
2024-10-29 | DB MCCB 72W GI2.0 | DB, MCCB incoming, 2.0mm THICK 4R 3x20W+1x12W 850x500x150 | TK | TK DB | DB | 460 | 1 | 460 | PC
2026-03-10 | DB MCCB 72W SUS304 1.2 | SUS304 DB, MCCB incoming, 4R 3x20W+1x12W 850x500x150 | TK | TK DB | DB | 681 | 1 | 681 | PC
2026-03-10 | DB MCCB 72W SUS316 1.2 | SUS316 DB, MCCB incoming, 4R 3x20W+1x12W 850x500x150 | TK | TK DB | DB | 1498 | 1 | 1498 | PC
2024-10-09 | DB MCCB 8W GI1.2 | DB, MCCB incoming, 1R 8W 350x400x150 | TK | TK DB | DB | 185 | 1 | 185 | PC
2024-10-29 | DB MCCB 8W GI2.0 | DB, MCCB incoming, 2.0mm THICK 1R 8W 350x400x150 | TK | TK DB | DB | 545 | 1 | 545 | PC
2026-03-10 | DB MCCB 8W SUS 316 1.2 | SUS316 DB, MCCB incoming, 1R 8W 350x400x150 | TK | TK DB | DB | 613 | 1 | 613 | PC
2026-03-10 | DB MCCB 8W SUS304 1.2 | SUS304 DB, MCCB incoming, 1R 8W 350x400x150 | TK | TK DB | DB | 289 | 1 | 289 | PC
2022-11-28 | DEL ZCT100 | Normal Core ZCT - 100mm | Delab | ZCT | None | 200 | 0.41895 | 83.79 | PC
2022-11-28 | DEL ZCT150 | Normal Core ZCT - 150mm | Delab | ZCT | None | 247 | 0.41895 | 103.4806 | PC
2022-11-28 | DEL ZCT200 | Normal Core ZCT - 200mm | Delab | ZCT | None | 740 | 0.41895 | 310.023 | PC
2022-11-28 | DEL ZCT30 | Normal Core ZCT - 30mm | Delab | ZCT | None | 80 | 0.41895 | 33.516 | PC
2022-11-28 | DEL ZCT45 | Normal Core ZCT - 45mm | Delab | ZCT | None | 90 | 0.41895 | 37.7055 | PC
2022-11-28 | DEL ZCT65 | Normal Core ZCT - 65mm | Delab | ZCT | None | 110 | 0.41895 | 46.0845 | PC
2022-11-28 | DEL ZCT80 | Normal Core ZCT - 80mm | Delab | ZCT | None | 140 | 0.41895 | 58.653 | PC
2020-07-15 | DFE-02 | S/S DFE-TYPE 11kW | FAIRFORD | SS | DFE | 1210 | 1 | 1210 | PC
2020-07-15 | DFE-04 | S/S DFE-TYPE 15kW | FAIRFORD | SS | DFE | 1290 | 1 | 1290 | PC
2020-07-15 | DFE-06 | S/S DFE-TYPE 22kW | FAIRFORD | SS | DFE | 1470 | 1 | 1470 | PC
2020-07-15 | DFE-08 | S/S DFE-TYPE 30kW | FAIRFORD | SS | DFE | 1640 | 1 | 1640 | PC
2020-07-15 | DFE-12 | S/S DFE-TYPE 37kW | FAIRFORD | SS | DFE | 1840 | 1 | 1840 | PC
2020-07-15 | DFE-14 | S/S DFE-TYPE 45kW | FAIRFORD | SS | DFE | 1980 | 1 | 1980 | PC
2024-04-15 | DH1 | Direct Rotary Handle - FROM 16A TO 160A | LS | MCCB | SUSOL | 298.7 | 0.29525 | 88.1897 | PC
2024-04-15 | DH-125 | DIRECT ROTARY HANDLE - FROM 15A TO 125A | LS | MCCB | METASOL | 258.53 | 0.29525 | 76.3297 | PC
2024-04-15 | DH2 | Direct Rotary Handle - FROM 200A TO 250A | LS | MCCB | SUSOL | 314.15 | 0.29525 | 92.7512 | PC
2024-04-15 | DH-250 | DIRECT ROTARY HANDLE - FROM 150A TO 250A | LS | MCCB | METASOL | 279.13 | 0.29525 | 82.4117 | PC
2024-04-15 | DH3 | Direct Rotary Handle - FROM 300A TO 630A | LS | MCCB | SUSOL | 593.28 | 0.29525 | 175.163 | PC
2024-04-15 | DH4 | Direct Rotary Handle - FROM 700A TO 800A | LS | MCCB | SUSOL | 723.06 | 0.29525 | 213.4798 | PC
2025-07-05 | Door Switch | Door Switch | TK | Switch | None | 37 | 1 | 37 | PC
2022-11-28 | DP-10 | Earth Leakage Relay (Flush Mount) | Delab | ELR | None | 295 | 0.41895 | 123.5902 | PC
2022-11-28 | DP-21 | Earth Fault Relay DTL | Delab | EF | None | 366 | 0.41895 | 153.3357 | PC
2022-11-28 | DP-23 | Overcurrent Relay DTL & LTI (Long Time Inverse) | Delab | OC | None | 741 | 0.41895 | 310.442 | PC
2022-11-28 | DP-31 | Earth Fault Relay IDMT | Delab | EF | None | 563 | 0.41895 | 235.8688 | PC
2022-11-28 | DP-33 | Overcurrent Relay IDMT | Delab | OC | None | 791 | 0.41895 | 331.3895 | PC
2022-11-28 | DP-34 | Combined Over Current & Earth Fault Relay IDMT | Delab | OCEF | None | 1430 | 0.41895 | 599.0985 | PC
2023-05-24 | DPM380-415AD | DIGITAL POWER METER, with RS485 | Mikro | DPM | None | 518 | 0.8 | 414.4 | PC
2023-05-24 | DPM380B-415AD | DIGITAL POWER METER | Mikro | DPM | None | 486 | 0.8 | 388.8 | PC
2023-05-24 | DPM680_415AD | DIGITAL POWER METER, with Modbus TCP/IP and Modbus RS485 | Mikro | DPM | None | 980 | 0.8 | 784 | PC
2023-05-24 | DPM680B_415AD | DIGITAL POWER METER with Modbus RS485 | Mikro | DPM | None | 700 | 0.8 | 560 | PC
2019-12-03 | DQ96A | ANALOGUE AMMETER, 240 Deg Cls 1.5, 96x96mm | IMETEC | Meter | None | 190 | 1 | 190 | PC
2019-12-03 | DQ96F | Frequency Meter, 240 Deg Cls 1.5, 24-55Hz, 96x96mm | IMETEC | Meter | None | 215 | 1 | 215 | PC
2019-12-03 | DQ96KW1 | kW Meter, 240 Deg, 3 Phase 3 wires, 90 Deg, 96x96mm | IMETEC | Meter | None | 380 | 1 | 380 | PC
2019-12-03 | DQ96kW3 | kW Meter, 240 Deg, 3 Phase 4 wires, 90 Deg, 96x96mm | IMETEC | Meter | None | 405 | 1 | 405 | PC
2019-12-03 | DQ96PF | ANALOGUE POWER FACTOR METER, 240 Deg, 96x96mm | IMETEC | Meter | None | 780 | 1 | 780 | PC
2019-12-03 | DQ96V | ANALOGUE VOLTMETER, 240 Deg Cls 1.5, 96x96mm | IMETEC | Meter | None | 190 | 1 | 190 | PC
2025-09-26 | DRD2AI 25A 2P 10mA | 25A 2P 10mA TYPE A RCCB | DUVAL | RCCB | None | 120 | 1 | 120 | PC
2025-09-26 | DRD2AI 32A 2P 10mA | 32A 2P 10mA TYPE A RCCB | DUVAL | RCCB | None | 120 | 1 | 120 | PC
2025-09-26 | DRD2AI 40A 2P 100mA | 40A 2P 100mA TYPE A RCCB | DUVAL | RCCB | None | 105 | 1 | 105 | PC
2025-09-26 | DRD2AI 40A 2P 10mA | 40A 2P 10mA TYPE A RCCB | DUVAL | RCCB | None | 120 | 1 | 120 | PC
2025-09-26 | DRD2AI 40A 2P 30mA | 40A 2P 30mA TYPE A RCCB | DUVAL | RCCB | None | 105 | 1 | 105 | PC
2025-09-26 | DRD2AI 63A 2P 100mA | 63A 2P 100mA TYPE A RCCB | DUVAL | RCCB | None | 105 | 1 | 105 | PC
2025-09-26 | DRD2AI 63A 2P 30mA | 63A 2P 30mA TYPE A RCCB | DUVAL | RCCB | None | 105 | 1 | 105 | PC
2025-09-26 | DRD4AI 40A 4P 100mA | 40A 4P 100mA TYPE A RCCB | DUVAL | RCCB | None | 140 | 1 | 140 | PC
2025-09-26 | DRD4AI 40A 4P 30mA | 40A 4P 30mA TYPE A RCCB | DUVAL | RCCB | None | 140 | 1 | 140 | PC
2025-09-26 | DRD4AI 63A 4P 100mA | 63A 4P 100mA TYPE A RCCB | DUVAL | RCCB | None | 140 | 1 | 140 | PC
2025-09-26 | DRD4AI 63A 4P 30mA | 63A 4P 30mA TYPE A RCCB | DUVAL | RCCB | None | 140 | 1 | 140 | PC
2021-07-07 | DRM96-N | AC Insulation Monitor c/w Alarm Contact | AMPTRON | Meter | None | 1864.2857 | 1 | 1864.2857 | PC
2026-06-16 | DS201 C10 AC100 2CSR255080R2104 | 10A 1P+N 100mA RCBO | ABB | RCBO | Mcompact | 1096 | 0.3353 | 367.4888 | PC
2026-06-16 | DS201 C10 AC30 2CSR255080R1104 | 10A 1P+N 30mA RCBO | ABB | RCBO | Mcompact | 1152 | 0.3353 | 386.2656 | PC
2026-06-16 | DS201 C10 AC300 2CSR255080R3104 | 10A 1P+N 300mA RCBO | ABB | RCBO | Mcompact | 1211 | 0.3353 | 406.0483 | PC
2026-06-16 | DS201 C13 AC100 2CSR255080R2134 | 13A 1P+N 100mA RCBO | ABB | RCBO | Mcompact | 1096 | 0.3353 | 367.4888 | PC
2026-06-18 | DS201 C13 AC30 2CSR255080R1134 | 13A 1P+N 30mA RCBO | ABB | RCBO | Mcompact | 1152 | 0.3353 | 386.2656 | PC
2026-06-18 | DS201 C13 AC300 2CSR255080R3134 | 13A 1P+N 300mA RCBO | ABB | RCBO | Mcompact | 1211 | 0.3353 | 406.0483 | PC
2026-06-18 | DS201 C16 AC100 2CSR255080R2164 | 16A 1P+N 100mA RCBO | ABB | RCBO | Mcompact | 1096 | 0.3353 | 367.4888 | PC
2025-06-06 | DS201 C16 AC30 2CSR255080R1164 | 16A 1P+N 30mA RCBO | ABB | RCBO | Mcompact | 1117.2 | 0.3353 | 374.5972 | PC
2025-06-06 | DS201 C16 AC300 2CSR255080R3164 | 16A 1P+N 300mA RCBO | ABB | RCBO | Mcompact | 1174.4 | 0.3353 | 393.7763 | PC
2025-06-06 | DS201 C20 AC100 2CSR255080R2204 | 20A 1P+N 100mA RCBO | ABB | RCBO | Mcompact | 1062.8 | 0.3353 | 356.3568 | PC
2025-06-06 | DS201 C20 AC30 2CSR255080R1204 | 20A 1P+N 30mA RCBO | ABB | RCBO | Mcompact | 1117.2 | 0.3353 | 374.5972 | PC
2025-06-06 | DS201 C20 AC300 2CSR255080R3204 | 20A 1P+N 300mA RCBO | ABB | RCBO | Mcompact | 1174.4 | 0.3353 | 393.7763 | PC
2025-06-06 | DS201 C25 AC100 2CSR255080R2254 | 25A 1P+N 100mA RCBO | ABB | RCBO | Mcompact | 1062.8 | 0.3353 | 356.3568 | PC
2025-06-06 | DS201 C25 AC30 2CSR255080R1254 | 25A 1P+N 30mA RCBO | ABB | RCBO | Mcompact | 1117.2 | 0.3353 | 374.5972 | PC
2025-06-06 | DS201 C25 AC300 2CSR255080R3254 | 25A 1P+N 300mA RCBO | ABB | RCBO | Mcompact | 1174.4 | 0.3353 | 393.7763 | PC
2025-06-06 | DS201 C32 AC100 2CSR255080R2324 | 32A 1P+N 100mA RCBO | ABB | RCBO | Mcompact | 1062.8 | 0.3353 | 356.3568 | PC
2025-06-06 | DS201 C32 AC30 2CSR255080R1324 | 32A 1P+N 30mA RCBO | ABB | RCBO | Mcompact | 1117.2 | 0.3353 | 374.5972 | PC
2025-06-06 | DS201 C32 AC300 2CSR255080R3324 | 32A 1P+N 300mA RCBO | ABB | RCBO | Mcompact | 1174.4 | 0.3353 | 393.7763 | PC
2025-06-06 | DS201 C40 AC100 2CSR255080R2404 | 40A 1P+N 100mA RCBO | ABB | RCBO | Mcompact | 1062.8 | 0.3353 | 356.3568 | PC
2025-06-06 | DS201 C40 AC30 2CSR255080R1404 | 40A 1P+N 30mA RCBO | ABB | RCBO | Mcompact | 1117.2 | 0.3353 | 374.5972 | PC
2025-06-06 | DS201 C40 AC300 2CSR255080R3404 | 40A 1P+N 300mA RCBO | ABB | RCBO | Mcompact | 1174.4 | 0.3353 | 393.7763 | PC
2025-06-06 | DS201 C6 AC100 2CSR255080R2064 | 6A 1P+N 100mA RCBO | ABB | RCBO | Mcompact | 1062.8 | 0.3353 | 356.3568 | PC
2025-06-06 | DS201 C6 AC30 2CSR255080R1064 | 6A 1P+N 30mA RCBO | ABB | RCBO | Mcompact | 1117.2 | 0.3353 | 374.5972 | PC
2025-06-06 | DS201 C6 AC300 2CSR255080R3064 | 6A 1P+N 300mA RCBO | ABB | RCBO | Mcompact | 1174.4 | 0.3353 | 393.7763 | PC
2021-11-05 | D-TB 4/10 3059919 | Phoenix End cover for TB4 | Phoenix | Terminal | None | 0.6 | 1 | 0.6 | PC
2026-03-25 | E33878 | Extended Rotary Handle, Standard Black Handle, CVS800/1600 | SCHNEIDER | MCCB | CVS | 1620 | 0.2491 | 403.5372 | PC
2025-03-21 | E5CC-CX3D5M-000 | PID CONTROLLER - 24VAC/DC c/w SOCKET | Omron | Relay | None | 410 | 1 | 410 | PC
2026-04-30 | E5CC-RX2DSM-802 | E5CC Temp. Controller With Modbus | Omron | Relay | None | 616 | 1 | 616 | PC
2024-04-15 | E-70U | Extended Handle - FROM 300A TO 400A | LS | MCCB | METASOL | 872.41 | 0.29525 | 257.5747 | PC
2024-04-15 | E-80U | Extended Handle - FROM 500A TO 800A | LS | MCCB | METASOL | 1047.51 | 0.29525 | 309.2721 | PC
2019-12-06 | EASYGEN3500 | CTATS Controller | WOOLDWARD | Controller | None | 18000 | 1 | 18000 | PC
2025-09-12 | EBH 103c | 60, 75, 100, 125A 3P 50kA MCCB c/w ELB and built in ZCT | LS | MCCB | METASOL | 915 | 0.29525 | 270.1492 | PC
2025-09-12 | EBH 104c | 60, 75, 100, 125A 3P 50kA MCCB c/w ELB and built in ZCT | LS | MCCB | METASOL | 1020 | 0.29525 | 301.1499 | PC
2025-09-12 | EBH 203c | 150, 175, 200, 225 3P 50kA MCCB c/w ELB and built in ZCT | LS | MCCB | METASOL | 1260 | 0.29525 | 372.0087 | PC
2025-09-12 | EBH 203c 250A | 250 3P 50kA MCCB c/w ELB and built in ZCT | LS | MCCB | METASOL | 1500 | 0.29525 | 442.8675 | PC
2025-09-12 | EBH 204c | 150, 175, 200, 225 3P 50kA MCCB c/w ELB and built in ZCT | LS | MCCB | METASOL | 1410 | 0.29525 | 416.2955 | PC
2025-09-12 | EBH 204c 250A | 250 3P 50kA MCCB c/w ELB and built in ZCT | LS | MCCB | METASOL | 1680 | 0.29525 | 496.0116 | PC
2024-04-15 | EBH103c | 60A ~ 125A 3P 50kA MCCB c/w Built-In ELR&ZCT | LS | MCCB | METASOL | 1395.65 | 0.29525 | 412.0587 | PC
2024-04-15 | EBH104c | 60A ~ 125A 4P 50kA MCCB c/w Built-In ELR&ZCT | LS | MCCB | METASOL | 1570.75 | 0.29525 | 463.7561 | PC
2024-04-15 | EBH204c | 150A ~ 225A 3P 50kA MCCB c/w Built-In ELR&ZCT | LS | MCCB | METASOL | 2529.68 | 0.29525 | 746.8754 | PC
2025-09-12 | EBN 203c 250A | 250 3P 37kA MCCB c/w ELB and built in ZCT | LS | MCCB | METASOL | 1100 | 0.29525 | 324.7695 | PC
2025-09-12 | EBN 204c 250A | 250 3P 37kA MCCB c/w ELB and built in ZCT | LS | MCCB | METASOL | 1233 | 0.29525 | 364.0371 | PC
2025-09-12 | EBN 403c | 300, 350, 400 3P 37kA MCCB c/w ELB and built in ZCT | LS | MCCB | METASOL | 2100 | 0.29525 | 620.0145 | PC
2025-09-12 | EBN 404c | 300, 350, 400 3P 37kA MCCB c/w ELB and built in ZCT | LS | MCCB | METASOL | 2346 | 0.29525 | 692.6448 | PC
2025-09-12 | EBS 103c | 60, 75, 100, 125A 3P 37kA MCCB c/w ELB and built in ZCT | LS | MCCB | METASOL | 680 | 0.29525 | 200.7666 | PC
2025-09-12 | EBS 104c | 60, 75, 100, 125A 3P 37kA MCCB c/w ELB and built in ZCT | LS | MCCB | METASOL | 760 | 0.29525 | 224.3862 | PC
2025-09-12 | EBS 203c | 150, 175, 200, 225 3P 37kA MCCB c/w ELB and built in ZCT | LS | MCCB | METASOL | 975 | 0.29525 | 287.8639 | PC
2025-09-12 | EBS 204c | 150, 175, 200, 225 3P 37kA MCCB c/w ELB and built in ZCT | LS | MCCB | METASOL | 1090 | 0.29525 | 321.8171 | PC
2025-09-12 | EBS 403c | 300, 350, 400 3P 50kA MCCB c/w ELB and built in ZCT | LS | MCCB | METASOL | 2600 | 0.29525 | 767.637 | PC
2025-09-12 | EBS 404c | 300, 350, 400 3P 50kA MCCB c/w ELB and built in ZCT | LS | MCCB | METASOL | 2915 | 0.29525 | 860.6392 | PC
2022-10-14 | EC2V Ammeter CT …/5A 144x144mm | ANALOGUE AMMETER, 90 Deg Cls 1.5, 144x144mm | SACI | Meter | None | 566 | 0.675 | 382.05 | PC
2022-10-14 | EC2V Ammeter CT …/5A 96x96mm | ANALOGUE AMMETER, 90 Deg Cls 1.5, 96x96mm | SACI | Meter | None | 465 | 0.675 | 313.875 | PC
2022-10-14 | EC2V Voltmeter 0-500V 144x144mm | ANALOGUE VOLTMETER, 90 Deg Cls 1.5, 144x144mm | SACI | Meter | None | 606 | 0.675 | 409.05 | PC
2022-10-14 | EC2VII Double Voltmeter 144x144mm | Double Voltmeter, 0-500V, 144x144mm | SACI | Meter | None | 1577 | 0.675 | 1064.475 | PC
2024-04-15 | EH1 | Extended Rotary Handle - FROM 16A TO 160A | LS | MCCB | SUSOL | 461.44 | 0.29525 | 136.2379 | PC
2024-04-15 | EH-125 | Extended Handle - FROM 15A TO 125A | LS | MCCB | METASOL | 436.72 | 0.29525 | 128.9394 | PC
2024-04-15 | EH2 | Extended Rotary Handle - FROM 200A TO 250A | LS | MCCB | SUSOL | 502.64 | 0.29525 | 148.4019 | PC
2024-04-15 | EH-250 | Extended Handle - FROM 150A TO 250A | LS | MCCB | METASOL | 524.27 | 0.29525 | 154.7881 | PC
2024-04-15 | EH3 | Extended Rotary Handle - FROM 300A TO 630A | LS | MCCB | SUSOL | 837.39 | 0.29525 | 247.2352 | PC
2024-04-15 | EH4 | Extended Rotary Handle - FROM 700A TO 800A | LS | MCCB | SUSOL | 977.47 | 0.29525 | 288.5931 | PC
2019-06-25 | ELITE | DIGITAL POWER METER | CEWE | DPM | None | 290 | 1 | 290 | PC
2020-10-31 | Emax 1SDA073764R1 | AUP 5 contacts 400Vac SX E2.2…E6.2 | ABB | ACB | Emax | 387 | 1 | 387 | PC
2021-09-17 | EN35LSI* | Intelligent Control (OCR), LSI | FUJI | ACB | BT3 | 0.31165 | 4800 | 1495.908 | PC
2021-09-17 | EN36LSIG* | Intelligent Control (OCR), LSIG | FUJI | ACB | BT3 | 0.31165 | 6200 | 1932.2145 | PC
2019-12-06 | ENTRELEC | 2.5mm2 Terminal Block | ABB | Terminal | None | 2.5 | 1 | 2.5 | PC
2026-03-25 | EZ9D16625 | 25A 1P+N 10mA RCBO | SCHNEIDER | RCBO | EASY 9 | 325.6 | 0.27677 | 90.1178 | PC
2026-03-25 | EZ9D16632 | 32A 1P+N 10mA RCBO | SCHNEIDER | RCBO | EASY 9 | 351.7 | 0.27677 | 97.3416 | PC
2026-03-25 | EZ9F34106 | 6A 1P 4.5kA MCB, C CURVE | SCHNEIDER | MCB | EASY 9 | 27 | 0.27677 | 7.4729 | PC
2026-03-25 | EZ9F34110 | 10A 1P 4.5kA MCB, C CURVE | SCHNEIDER | MCB | EASY 9 | 27 | 0.27677 | 7.4729 | PC
2026-03-25 | EZ9F34116 | 16A 1P 4.5kA MCB, C CURVE | SCHNEIDER | MCB | EASY 9 | 27 | 0.27677 | 7.4729 | PC
2026-03-25 | EZ9F34120 | 20A 1P 4.5kA MCB, C CURVE | SCHNEIDER | MCB | EASY 9 | 27 | 0.27677 | 7.4729 | PC
2026-03-25 | EZ9F34125 | 25A 1P 4.5kA MCB, C CURVE | SCHNEIDER | MCB | EASY 9 | 27 | 0.27677 | 7.4729 | PC
2026-03-25 | EZ9F34132 | 32A 1P 4.5kA MCB, C CURVE | SCHNEIDER | MCB | EASY 9 | 27 | 0.27677 | 7.4729 | PC
2026-03-25 | EZ9F34140 | 40A 1P 4.5kA MCB, C CURVE | SCHNEIDER | MCB | EASY 9 | 38.3 | 0.27677 | 10.6005 | PC
2026-03-25 | EZ9F34150 | 50A 1P 4.5kA MCB, C CURVE | SCHNEIDER | MCB | EASY 9 | 56.5 | 0.27677 | 15.6378 | PC
2026-03-25 | EZ9F34163 | 63A 1P 4.5kA MCB, C CURVE | SCHNEIDER | MCB | EASY 9 | 56.5 | 0.27677 | 15.6378 | PC
2026-03-25 | EZ9F34206 | 6A 2P 4.5kA MCB, C CURVE | SCHNEIDER | MCB | EASY 9 | 82.8 | 0.27677 | 22.9169 | PC
2026-03-25 | EZ9F34210 | 10A 2P 4.5kA MCB, C CURVE | SCHNEIDER | MCB | EASY 9 | 82.8 | 0.27677 | 22.9169 | PC
2026-03-25 | EZ9F34216 | 16A 2P 4.5kA MCB, C CURVE | SCHNEIDER | MCB | EASY 9 | 82.8 | 0.27677 | 22.9169 | PC
2026-03-25 | EZ9F34220 | 20A 2P 4.5kA MCB, C CURVE | SCHNEIDER | MCB | EASY 9 | 82.8 | 0.27677 | 22.9169 | PC
2026-03-25 | EZ9F34225 | 25A 2P 4.5kA MCB, C CURVE | SCHNEIDER | MCB | EASY 9 | 82.8 | 0.27677 | 22.9169 | PC
2026-03-25 | EZ9F34232 | 32A 2P 4.5kA MCB, C CURVE | SCHNEIDER | MCB | EASY 9 | 82.8 | 0.27677 | 22.9169 | PC
2026-03-25 | EZ9F34240 | 40A 2P 4.5kA MCB, C CURVE | SCHNEIDER | MCB | EASY 9 | 84.4 | 0.27677 | 23.3598 | PC
2026-03-25 | EZ9F34250 | 50A 2P 4.5kA MCB, C CURVE | SCHNEIDER | MCB | EASY 9 | 108.7 | 0.27677 | 30.0854 | PC
2026-03-25 | EZ9F34263 | 63A 2P 4.5kA MCB, C CURVE | SCHNEIDER | MCB | EASY 9 | 105.1 | 0.27677 | 29.089 | PC
2026-03-25 | EZ9F34306 | 6A 3P 4.5kA MCB, C CURVE | SCHNEIDER | MCB | EASY 9 | 123.2 | 0.27677 | 34.0986 | PC
2026-03-25 | EZ9F34310 | 10A 3P 4.5kA MCB, C CURVE | SCHNEIDER | MCB | EASY 9 | 123.2 | 0.27677 | 34.0986 | PC
2026-03-25 | EZ9F34316 | 16A 3P 4.5kA MCB, C CURVE | SCHNEIDER | MCB | EASY 9 | 123.2 | 0.27677 | 34.0986 | PC
2026-03-25 | EZ9F34320 | 20A 3P 4.5kA MCB, C CURVE | SCHNEIDER | MCB | EASY 9 | 123.2 | 0.27677 | 34.0986 | PC
2026-03-25 | EZ9F34325 | 25A 3P 4.5kA MCB, C CURVE | SCHNEIDER | MCB | EASY 9 | 123.2 | 0.27677 | 34.0986 | PC
2026-03-25 | EZ9F34332 | 32A 3P 4.5kA MCB, C CURVE | SCHNEIDER | MCB | EASY 9 | 124.8 | 0.27677 | 34.5415 | PC
2026-03-25 | EZ9F34340 | 40A 3P 4.5kA MCB, C CURVE | SCHNEIDER | MCB | EASY 9 | 126.8 | 0.27677 | 35.095 | PC
2026-03-25 | EZ9F34350 | 50A 3P 4.5kA MCB, C CURVE | SCHNEIDER | MCB | EASY 9 | 161 | 0.27677 | 44.5607 | PC
2026-03-25 | EZ9F34363 | 63A 3P 4.5kA MCB, C CURVE | SCHNEIDER | MCB | EASY 9 | 158.4 | 0.27677 | 43.8411 | PC
2026-03-25 | EZ9F51106 | 6A 1P 10kA MCB, C CURVE | SCHNEIDER | MCB | EASY 9 | 53.9 | 0.27677 | 14.9181 | PC
2026-03-25 | EZ9F51110 | 10A 1P 10kA MCB, C CURVE | SCHNEIDER | MCB | EASY 9 | 53.9 | 0.27677 | 14.9181 | PC
2026-03-25 | EZ9F51116 | 16A 1P 10kA MCB, C CURVE | SCHNEIDER | MCB | EASY 9 | 53.9 | 0.27677 | 14.9181 | PC
2026-03-25 | EZ9F51120 | 20A 1P 10kA MCB, C CURVE | SCHNEIDER | MCB | EASY 9 | 53.9 | 0.27677 | 14.9181 | PC
2026-03-25 | EZ9F51132 | 32A 1P 10kA MCB, C CURVE | SCHNEIDER | MCB | EASY 9 | 53.9 | 0.27677 | 14.9181 | PC
2026-03-25 | EZ9F51140 | 40A 1P 10kA MCB, C CURVE | SCHNEIDER | MCB | EASY 9 | 55.4 | 0.27677 | 15.3333 | PC
2026-03-25 | EZ9F51163 | 63A 1P 10kA MCB, C CURVE | SCHNEIDER | MCB | EASY 9 | 101.5 | 0.27677 | 28.0926 | PC
2026-03-25 | EZ9F51206 | 6A 2P 10kA MCB, C CURVE | SCHNEIDER | MCB | EASY 9 | 122.2 | 0.27677 | 33.8218 | PC
2026-03-25 | EZ9F51210 | 10A 2P 10kA MCB, C CURVE | SCHNEIDER | MCB | EASY 9 | 122.2 | 0.27677 | 33.8218 | PC
2026-03-25 | EZ9F51216 | 16A 2P 10kA MCB, C CURVE | SCHNEIDER | MCB | EASY 9 | 122.2 | 0.27677 | 33.8218 | PC
2026-03-25 | EZ9F51220 | 20A 2P 10kA MCB, C CURVE | SCHNEIDER | MCB | EASY 9 | 122.2 | 0.27677 | 33.8218 | PC
2026-03-25 | EZ9F51232 | 32A 2P 10kA MCB, C CURVE | SCHNEIDER | MCB | EASY 9 | 122.2 | 0.27677 | 33.8218 | PC
2026-03-25 | EZ9F51240 | 40A 2P 10kA MCB, C CURVE | SCHNEIDER | MCB | EASY 9 | 125.8 | 0.27677 | 34.8182 | PC
2026-03-25 | EZ9F51263 | 63A 2P 10kA MCB, C CURVE | SCHNEIDER | MCB | EASY 9 | 191.5 | 0.27677 | 53.0023 | PC
2026-03-25 | EZ9F51306 | 6A 3P 10kA MCB, C CURVE | SCHNEIDER | MCB | EASY 9 | 189.5 | 0.27677 | 52.4488 | PC
2026-03-25 | EZ9F51310 | 10A 3P 10kA MCB, C CURVE | SCHNEIDER | MCB | EASY 9 | 189.5 | 0.27677 | 52.4488 | PC
2026-03-25 | EZ9F51316 | 16A 3P 10kA MCB, C CURVE | SCHNEIDER | MCB | EASY 9 | 189.5 | 0.27677 | 52.4488 | PC
2026-03-25 | EZ9F51320 | 20A 3P 10kA MCB, C CURVE | SCHNEIDER | MCB | EASY 9 | 189.5 | 0.27677 | 52.4488 | PC
2026-03-25 | EZ9F51332 | 32A 3P 10kA MCB, C CURVE | SCHNEIDER | MCB | EASY 9 | 189.5 | 0.27677 | 52.4488 | PC
2026-03-25 | EZ9F51340 | 40A 3P 10kA MCB, C CURVE | SCHNEIDER | MCB | EASY 9 | 194.6 | 0.27677 | 53.8603 | PC
2026-03-25 | EZ9F51363 | 63A 3P 10kA MCB, C CURVE | SCHNEIDER | MCB | EASY 9 | 348.3 | 0.27677 | 96.4005 | PC
2026-03-25 | EZ9F56106 | 6A SP 6kA MCB, C CURVE | SCHNEIDER | MCB | EASY 9 | 27.5 | 0.27677 | 7.6113 | PC
2026-03-25 | EZ9F56110 | 10A SP 6kA MCB, C CURVE | SCHNEIDER | MCB | EASY 9 | 27.5 | 0.27677 | 7.6113 | PC
2026-03-25 | EZ9F56116 | 16A SP 6kA MCB, C CURVE | SCHNEIDER | MCB | EASY 9 | 27.5 | 0.27677 | 7.6113 | PC
2026-03-25 | EZ9F56120 | 20A SP 6kA MCB, C CURVE | SCHNEIDER | MCB | EASY 9 | 27.5 | 0.27677 | 7.6113 | PC
2026-03-25 | EZ9F56125 | 25A SP 6kA MCB, C CURVE | SCHNEIDER | MCB | EASY 9 | 27.5 | 0.27677 | 7.6113 | PC
2026-03-25 | EZ9F56132 | 32A SP 6KA MCB, C CURVE | SCHNEIDER | MCB | EASY 9 | 27.5 | 0.27677 | 7.6113 | PC
2026-03-25 | EZ9F56140 | 40A SP 6kA MCB, C CURVE | SCHNEIDER | MCB | EASY 9 | 42.5 | 0.27677 | 11.7629 | PC
2026-03-25 | EZ9F56150 | 50A SP 6kA MCB, C CURVE | SCHNEIDER | MCB | EASY 9 | 76.1 | 0.27677 | 21.0625 | PC
2026-03-25 | EZ9F56163 | 63A SP 6kA MCB, C CURVE | SCHNEIDER | MCB | EASY 9 | 76.1 | 0.27677 | 21.0625 | PC
2026-03-25 | EZ9F56206 | 6A 2P 6kA MCB, C CURVE | SCHNEIDER | MCB | EASY 9 | 95.3 | 0.27677 | 26.3766 | PC
2026-03-25 | EZ9F56210 | 10A 2P 6kA MCB, C CURVE | SCHNEIDER | MCB | EASY 9 | 95.3 | 0.27677 | 26.3766 | PC
2026-03-25 | EZ9F56216 | 16A 2P 6kA MCB, C CURVE | SCHNEIDER | MCB | EASY 9 | 95.3 | 0.27677 | 26.3766 | PC
2026-03-25 | EZ9F56220 | 20A 2P 6kA MCB, C CURVE | SCHNEIDER | MCB | EASY 9 | 95.3 | 0.27677 | 26.3766 | PC
2026-03-25 | EZ9F56225 | 25A 2P 6kA MCB, C CURVE | SCHNEIDER | MCB | EASY 9 | 95.3 | 0.27677 | 26.3766 | PC
2026-03-25 | EZ9F56232 | 32A 2P 6kA MCB, C CURVE | SCHNEIDER | MCB | EASY 9 | 117.5 | 0.27677 | 32.521 | PC
2026-03-25 | EZ9F56240 | 40A 2P 6kA MCB, C CURVE | SCHNEIDER | MCB | EASY 9 | 152.2 | 0.27677 | 42.1251 | PC
2026-03-25 | EZ9F56250 | 50A 2P 6kA MCB, C CURVE | SCHNEIDER | MCB | EASY 9 | 171.3 | 0.27677 | 47.4115 | PC
2026-03-25 | EZ9F56263 | 63A 2P 6kA MCB, C CURVE | SCHNEIDER | MCB | EASY 9 | 171.3 | 0.27677 | 47.4115 | PC
2026-03-25 | EZ9F56306 | 6A 3P 6kA MCB, C CURVE | SCHNEIDER | MCB | EASY 9 | 148.1 | 0.27677 | 40.9903 | PC
2026-03-25 | EZ9F56310 | 10A 3P 6kA MCB, C CURVE | SCHNEIDER | MCB | EASY 9 | 148.1 | 0.27677 | 40.9903 | PC
2026-03-25 | EZ9F56316 | 16A 3P 6kA MCB, C CURVE | SCHNEIDER | MCB | EASY 9 | 148.1 | 0.27677 | 40.9903 | PC
2026-03-25 | EZ9F56320 | 20A 3P 6kA MCB, C CURVE | SCHNEIDER | MCB | EASY 9 | 148.1 | 0.27677 | 40.9903 | PC
2026-03-25 | EZ9F56325 | 25A 3P 6kA MCB, C CURVE | SCHNEIDER | MCB | EASY 9 | 148.1 | 0.27677 | 40.9903 | PC
2026-03-25 | EZ9F56332 | 32A 3P 6kA MCB, C CURVE | SCHNEIDER | MCB | EASY 9 | 182.7 | 0.27677 | 50.5667 | PC
2026-03-25 | EZ9F56340 | 40A 3P 6kA MCB, C CURVE | SCHNEIDER | MCB | EASY 9 | 237.1 | 0.27677 | 65.6232 | PC
2026-03-25 | EZ9F56350 | 50A 3P 6kA MCB, C CURVE | SCHNEIDER | MCB | EASY 9 | 290.9 | 0.27677 | 80.5137 | PC
2026-03-25 | EZ9F56363 | 63A 3P 6kA MCB, C CURVE | SCHNEIDER | MCB | EASY 9 | 290.9 | 0.27677 | 80.5137 | PC
2026-03-25 | EZ9R14225 | 25A 2P 10mA ELCB | SCHNEIDER | RCCB | EASY 9 | 377.8 | 0.27677 | 104.5654 | PC
2026-03-25 | EZ9R36225 | 25A 2P 30mA ELCB | SCHNEIDER | RCCB | EASY 9 | 343.3 | 0.27677 | 95.0167 | PC
2026-03-25 | EZ9R36240 | 40A 2P 30mA ELCB | SCHNEIDER | RCCB | EASY 9 | 291.6 | 0.27677 | 80.7074 | PC
2026-03-25 | EZ9R36263 | 63A 2P 30mA ELCB | SCHNEIDER | RCCB | EASY 9 | 346.5 | 0.27677 | 95.9024 | PC
2026-03-25 | EZ9R36425 | 25A 4P 30mA ELCB | SCHNEIDER | RCCB | EASY 9 | 586.8 | 0.27677 | 162.4113 | PC
2026-03-25 | EZ9R36440 | 40A 4P 30mA ELCB | SCHNEIDER | RCCB | EASY 9 | 542.4 | 0.27677 | 150.1225 | PC
2026-03-25 | EZ9R36463 | 63A 4P 30mA ELCB | SCHNEIDER | RCCB | EASY 9 | 815.1 | 0.27677 | 225.5989 | PC
2026-03-25 | EZ9R56225 | 25A 2P 100mA ELCB | SCHNEIDER | RCCB | EASY 9 | 312 | 0.27677 | 86.3536 | PC
2026-03-25 | EZ9R56240 | 40A 2P 100mA ELCB | SCHNEIDER | RCCB | EASY 9 | 204.9 | 0.27677 | 56.7111 | PC
2026-03-25 | EZ9R56263 | 63A 2P 100mA ELCB | SCHNEIDER | RCCB | EASY 9 | 290.6 | 0.27677 | 80.4307 | PC
2026-03-25 | EZ9R56425 | 25A 4P 100mA ELCB | SCHNEIDER | RCCB | EASY 9 | 548.2 | 0.27677 | 151.7278 | PC
2026-03-25 | EZ9R56440 | 40A 4P 100mA ELCB | SCHNEIDER | RCCB | EASY 9 | 369.5 | 0.27677 | 102.2682 | PC
2026-03-25 | EZ9R56463 | 63A 4P 100mA ELCB | SCHNEIDER | RCCB | EASY 9 | 480.7 | 0.27677 | 133.0455 | PC
2026-03-25 | EZ9R66225 | 25A 2P 300mA ELCB | SCHNEIDER | RCCB | EASY 9 | 395.1 | 0.27677 | 109.3536 | PC
2026-03-25 | EZ9R66240 | 40A 2P 300mA ELCB | SCHNEIDER | RCCB | EASY 9 | 381.5 | 0.27677 | 105.5895 | PC
2026-03-25 | EZ9R66263 | 63A 2P 300mA ELCB | SCHNEIDER | RCCB | EASY 9 | 464.6 | 0.27677 | 128.5894 | PC
2026-03-25 | EZ9R66425 | 25A 4P 300mA ELCB | SCHNEIDER | RCCB | EASY 9 | 426.9 | 0.27677 | 118.155 | PC
2026-03-25 | EZ9R66440 | 40A 4P 300mA ELCB | SCHNEIDER | RCCB | EASY 9 | 320.9 | 0.27677 | 88.8169 | PC
2026-03-25 | EZ9R66463 | 63A 4P 300mA ELCB | SCHNEIDER | RCCB | EASY 9 | 409.7 | 0.27677 | 113.3945 | PC
2026-03-25 | EZAROTDS | Direct Rotary Handle(Black), EZC100 | SCHNEIDER | MCCB | EZC | 367 | 0.27677 | 101.5762 | PC
2026-03-25 | EZAROTE | Extended Rotary Handle (Black), EZC100 | SCHNEIDER | MCCB | EZC | 568 | 0.27677 | 157.2079 | PC
2026-03-25 | EZASHT200AC | Shunt Trip (SHT), EZC | SCHNEIDER | MCCB | EZC | 458 | 0.27677 | 126.7627 | PC
2026-03-25 | EZAUVR380AC | Undervoltage release, 380-415Vac 50Hz, EZC100 | SCHNEIDER | MCCB | EZC | 636 | 0.27677 | 176.0286 | PC
2026-03-25 | EZC 29450 | Auxiliary contacts(changeover), EZC400/630 | SCHNEIDER | MCCB | EZC | 243 | 0.27677 | 67.2562 | PC
2026-03-25 | EZC100F3016 | 16A 3P 10kA MCCB | SCHNEIDER | MCCB | EZC | 385 | 0.27677 | 106.5582 | PC
2026-03-25 | EZC100F3020 | 20A 3P 10kA MCCB | SCHNEIDER | MCCB | EZC | 385 | 0.27677 | 106.5582 | PC
2026-03-25 | EZC100F3025 | 25A 3P 10kA MCCB | SCHNEIDER | MCCB | EZC | 385 | 0.27677 | 106.5582 | PC
2026-03-25 | EZC100F3032 | 32A 3P 10kA MCCB | SCHNEIDER | MCCB | EZC | 385 | 0.27677 | 106.5582 | PC
2026-03-25 | EZC100F3040 | 40A 3P 10kA MCCB | SCHNEIDER | MCCB | EZC | 385 | 0.27677 | 106.5582 | PC
2026-03-25 | EZC100F3050 | 50A 3P 10kA MCCB | SCHNEIDER | MCCB | EZC | 385 | 0.27677 | 106.5582 | PC
2026-03-25 | EZC100F3063 | 63A 3P 10kA MCCB | SCHNEIDER | MCCB | EZC | 385 | 0.27677 | 106.5582 | PC
2026-03-25 | EZC100F3080 | 80A 3P 10kA MCCB | SCHNEIDER | MCCB | EZC | 385 | 0.27677 | 106.5582 | PC
2026-03-25 | EZC100F3100 | 100A 3P 10kA MCCB | SCHNEIDER | MCCB | EZC | 385 | 0.27677 | 106.5582 | PC
2026-03-25 | EZC100H1016 | 16A 1P 25kA MCCB | SCHNEIDER | MCCB | EZC | 403 | 0.27677 | 111.5401 | PC
2026-03-25 | EZC100H1020 | 20A 1P 25kA MCCB | SCHNEIDER | MCCB | EZC | 403 | 0.27677 | 111.5401 | PC
2026-03-25 | EZC100H1025 | 25A 1P 25kA MCCB | SCHNEIDER | MCCB | EZC | 403 | 0.27677 | 111.5401 | PC
2026-03-25 | EZC100H1032 | 32A 1P 25kA MCCB | SCHNEIDER | MCCB | EZC | 403 | 0.27677 | 111.5401 | PC
2026-03-25 | EZC100H1040 | 40A 1P 25kA MCCB | SCHNEIDER | MCCB | EZC | 403 | 0.27677 | 111.5401 | PC
2026-03-25 | EZC100H1050 | 50A 1P 25kA MCCB | SCHNEIDER | MCCB | EZC | 403 | 0.27677 | 111.5401 | PC
2026-03-25 | EZC100H1063 | 63A 1P 25kA MCCB | SCHNEIDER | MCCB | EZC | 403 | 0.27677 | 111.5401 | PC
2026-03-25 | EZC100H1080 | 80A 1P 25kA MCCB | SCHNEIDER | MCCB | EZC | 403 | 0.27677 | 111.5401 | PC
2026-03-25 | EZC100H1100 | 100A 1P 25kA MCCB | SCHNEIDER | MCCB | EZC | 403 | 0.27677 | 111.5401 | PC
2026-03-25 | EZC100H2016 | 16A 2P 50kA MCCB | SCHNEIDER | MCCB | EZC | 512 | 0.27677 | 141.7085 | PC
2026-03-25 | EZC100H2020 | 20A 2P 50kA MCCB | SCHNEIDER | MCCB | EZC | 512 | 0.27677 | 141.7085 | PC
2026-03-25 | EZC100H2025 | 25A 2P 50kA MCCB | SCHNEIDER | MCCB | EZC | 512 | 0.27677 | 141.7085 | PC
2026-03-25 | EZC100H2032 | 32A 2P 50kA MCCB | SCHNEIDER | MCCB | EZC | 512 | 0.27677 | 141.7085 | PC
2026-03-25 | EZC100H2040 | 40A 2P 50kA MCCB | SCHNEIDER | MCCB | EZC | 512 | 0.27677 | 141.7085 | PC
2026-03-25 | EZC100H2050 | 50A 2P 50kA MCCB | SCHNEIDER | MCCB | EZC | 512 | 0.27677 | 141.7085 | PC
2026-03-25 | EZC100H2063 | 63A 2P 50kA MCCB | SCHNEIDER | MCCB | EZC | 512 | 0.27677 | 141.7085 | PC
2026-03-25 | EZC100H2080 | 80A 2P 50kA MCCB | SCHNEIDER | MCCB | EZC | 512 | 0.27677 | 141.7085 | PC
2026-03-25 | EZC100H2100 | 100A 2P 50kA MCCB | SCHNEIDER | MCCB | EZC | 512 | 0.27677 | 141.7085 | PC
2026-03-25 | EZC100H3016 | 16A 3P 30kA MCCB | SCHNEIDER | MCCB | EZC | 554 | 0.27677 | 153.3331 | PC
2026-03-25 | EZC100H3020 | 20A 3P 30kA MCCB | SCHNEIDER | MCCB | EZC | 554 | 0.27677 | 153.3331 | PC
2026-03-25 | EZC100H3025 | 25A 3P 30kA MCCB | SCHNEIDER | MCCB | EZC | 554 | 0.27677 | 153.3331 | PC
2026-03-25 | EZC100H3032 | 32A 3P 30kA MCCB | SCHNEIDER | MCCB | EZC | 554 | 0.27677 | 153.3331 | PC
2026-03-25 | EZC100H3040 | 40A 3P 30kA MCCB | SCHNEIDER | MCCB | EZC | 554 | 0.27677 | 153.3331 | PC
2026-03-25 | EZC100H3050 | 50A 3P 30kA MCCB | SCHNEIDER | MCCB | EZC | 554 | 0.27677 | 153.3331 | PC
2026-03-25 | EZC100H3063 | 63A 3P 30kA MCCB | SCHNEIDER | MCCB | EZC | 554 | 0.27677 | 153.3331 | PC
2026-03-25 | EZC100H3080 | 80A 3P 30kA MCCB | SCHNEIDER | MCCB | EZC | 554 | 0.27677 | 153.3331 | PC
2026-03-25 | EZC100H3100 | 100A 3P 30kA MCCB | SCHNEIDER | MCCB | EZC | 554 | 0.27677 | 153.3331 | PC
2026-03-25 | EZC100H4016 | 16A 4P 30kA MCCB | SCHNEIDER | MCCB | EZC | 1028 | 0.27677 | 284.5242 | PC
2026-03-25 | EZC100H4020 | 20A 4P 30kA MCCB | SCHNEIDER | MCCB | EZC | 990 | 0.27677 | 274.0067 | PC
2026-03-25 | EZC100H4025 | 25A 4P 30kA MCCB | SCHNEIDER | MCCB | EZC | 990 | 0.27677 | 274.0067 | PC
2026-03-25 | EZC100H4032 | 32A 4P 30kA MCCB | SCHNEIDER | MCCB | EZC | 990 | 0.27677 | 274.0067 | PC
2026-03-25 | EZC100H4040 | 40A 4P 30kA MCCB | SCHNEIDER | MCCB | EZC | 990 | 0.27677 | 274.0067 | PC
2026-03-25 | EZC100H4050 | 50A 4P 30kA MCCB | SCHNEIDER | MCCB | EZC | 990 | 0.27677 | 274.0067 | PC
2026-03-25 | EZC100H4063 | 63A 4P 30kA MCCB | SCHNEIDER | MCCB | EZC | 990 | 0.27677 | 274.0067 | PC
2026-03-25 | EZC100H4080 | 80A 4P 30kA MCCB | SCHNEIDER | MCCB | EZC | 990 | 0.27677 | 274.0067 | PC
2026-03-25 | EZC100H4100 | 100A 4P 30kA MCCB | SCHNEIDER | MCCB | EZC | 990 | 0.27677 | 274.0067 | PC
2026-03-25 | EZC100N1016 | 16A 1P 18kA MCCB | SCHNEIDER | MCCB | EZC | 543 | 0.27677 | 150.2885 | PC
2026-03-25 | EZC100N1020 | 20A 1P 18kA MCCB | SCHNEIDER | MCCB | EZC | 418 | 0.27677 | 115.6917 | PC
2026-03-25 | EZC100N1025 | 25A 1P 18kA MCCB | SCHNEIDER | MCCB | EZC | 418 | 0.27677 | 115.6917 | PC
2026-03-25 | EZC100N1032 | 32A 1P 18kA MCCB | SCHNEIDER | MCCB | EZC | 418 | 0.27677 | 115.6917 | PC
2026-03-25 | EZC100N1040 | 40A 1P 18kA MCCB | SCHNEIDER | MCCB | EZC | 418 | 0.27677 | 115.6917 | PC
2026-03-25 | EZC100N1050 | 50A 1P 18kA MCCB | SCHNEIDER | MCCB | EZC | 418 | 0.27677 | 115.6917 | PC
2026-03-25 | EZC100N1063 | 63A 1P 18kA MCCB | SCHNEIDER | MCCB | EZC | 418 | 0.27677 | 115.6917 | PC
2026-03-25 | EZC100N1080 | 80A 1P 18kA MCCB | SCHNEIDER | MCCB | EZC | 418 | 0.27677 | 115.6917 | PC
2026-03-25 | EZC100N1100 | 100A 1P 18kA MCCB | SCHNEIDER | MCCB | EZC | 418 | 0.27677 | 115.6917 | PC
2026-03-25 | EZC100N3016 | 16A 3P 15kA MCCB | SCHNEIDER | MCCB | EZC | 555 | 0.27677 | 153.6098 | PC
2026-03-25 | EZC100N3020 | 20A 3P 15kA MCCB | SCHNEIDER | MCCB | EZC | 555 | 0.27677 | 153.6098 | PC
2026-03-25 | EZC100N3025 | 25A 3P 15kA MCCB | SCHNEIDER | MCCB | EZC | 555 | 0.27677 | 153.6098 | PC
2026-03-25 | EZC100N3032 | 32A 3P 15kA MCCB | SCHNEIDER | MCCB | EZC | 555 | 0.27677 | 153.6098 | PC
2026-03-25 | EZC100N3040 | 40A 3P 15kA MCCB | SCHNEIDER | MCCB | EZC | 555 | 0.27677 | 153.6098 | PC
2026-03-25 | EZC100N3050 | 50A 3P 15kA MCCB | SCHNEIDER | MCCB | EZC | 555 | 0.27677 | 153.6098 | PC
2026-03-25 | EZC100N3063 | 63A 3P 15kA MCCB | SCHNEIDER | MCCB | EZC | 555 | 0.27677 | 153.6098 | PC
2026-03-25 | EZC100N3080 | 80A 3P 15kA MCCB | SCHNEIDER | MCCB | EZC | 555 | 0.27677 | 153.6098 | PC
2026-03-25 | EZC100N3100 | 100A 3P 15kA MCCB | SCHNEIDER | MCCB | EZC | 555 | 0.27677 | 153.6098 | PC
2026-03-25 | EZC100N4016 | 16A 4P 15kA MCCB | SCHNEIDER | MCCB | EZC | 849 | 0.27677 | 234.9815 | PC
2026-03-25 | EZC100N4020 | 20A 4P 15kA MCCB | SCHNEIDER | MCCB | EZC | 818 | 0.27677 | 226.4015 | PC
2026-03-25 | EZC100N4025 | 25A 4P 15kA MCCB | SCHNEIDER | MCCB | EZC | 818 | 0.27677 | 226.4015 | PC
2026-03-25 | EZC100N4032 | 32A 4P 15kA MCCB | SCHNEIDER | MCCB | EZC | 818 | 0.27677 | 226.4015 | PC
2026-03-25 | EZC100N4040 | 40A 4P 15kA MCCB | SCHNEIDER | MCCB | EZC | 818 | 0.27677 | 226.4015 | PC
2026-03-25 | EZC100N4050 | 50A 4P 15kA MCCB | SCHNEIDER | MCCB | EZC | 818 | 0.27677 | 226.4015 | PC
2026-03-25 | EZC100N4063 | 63A 4P 15kA MCCB | SCHNEIDER | MCCB | EZC | 818 | 0.27677 | 226.4015 | PC
2026-03-25 | EZC100N4080 | 80A 4P 15kA MCCB | SCHNEIDER | MCCB | EZC | 818 | 0.27677 | 226.4015 | PC
2026-03-25 | EZC100N4100 | 100A 4P 15kA MCCB | SCHNEIDER | MCCB | EZC | 818 | 0.27677 | 226.4015 | PC
2026-03-25 | EZC250F3125 | 125A 3P 18kA MCCB | SCHNEIDER | MCCB | EZC | 947 | 0.27677 | 262.1054 | PC
2026-03-25 | EZC250F3160 | 160A 3P 18kA MCCB | SCHNEIDER | MCCB | EZC | 944 | 0.27677 | 261.2751 | PC
2026-03-25 | EZC250F3200 | 200A 3P 18kA MCCB | SCHNEIDER | MCCB | EZC | 1213 | 0.27677 | 335.7274 | PC
2026-03-25 | EZC250F3250 | 250A 3P 18kA MCCB | SCHNEIDER | MCCB | EZC | 1213 | 0.27677 | 335.7274 | PC
2026-03-25 | EZC250H2100 | 100A 2P 85kA MCCB | SCHNEIDER | MCCB | EZC | 1319 | 0.27677 | 365.0655 | PC
2026-03-25 | EZC250H2125 | 125A 2P 85kA MCCB | SCHNEIDER | MCCB | EZC | 1319 | 0.27677 | 365.0655 | PC
2026-03-25 | EZC250H2160 | 160A 2P 85kA MCCB | SCHNEIDER | MCCB | EZC | 1319 | 0.27677 | 365.0655 | PC
2026-03-25 | EZC250H2200 | 200A 2P 85kA MCCB | SCHNEIDER | MCCB | EZC | 1561 | 0.27677 | 432.045 | PC
2026-03-25 | EZC250H2250 | 250A 2P 85kA MCCB | SCHNEIDER | MCCB | EZC | 1561 | 0.27677 | 432.045 | PC
2026-03-25 | EZC250H3100 | 100A 3P 36kA MCCB | SCHNEIDER | MCCB | EZC | 1218 | 0.27677 | 337.1113 | PC
2026-03-25 | EZC250H3125 | 125A 3P 36kA MCCB | SCHNEIDER | MCCB | EZC | 1218 | 0.27677 | 337.1113 | PC
2026-03-25 | EZC250H3160 | 160A 3P 36kA MCCB | SCHNEIDER | MCCB | EZC | 1211 | 0.27677 | 335.1739 | PC
2026-03-25 | EZC250H3200 | 200A 3P 36kA MCCB | SCHNEIDER | MCCB | EZC | 1583 | 0.27677 | 438.134 | PC
2026-03-25 | EZC250H3250 | 250A 3P 36kA MCCB | SCHNEIDER | MCCB | EZC | 1583 | 0.27677 | 438.134 | PC
2026-03-25 | EZC250H4063 | 63A 4P 36kA MCCB | SCHNEIDER | MCCB | EZC | 2004 | 0.27677 | 554.656 | PC
2026-03-25 | EZC250H4080 | 80A 4P 36kA MCCB | SCHNEIDER | MCCB | EZC | 2080 | 0.27677 | 575.6909 | PC
2026-03-25 | EZC250H4100 | 100A 4P 36kA MCCB | SCHNEIDER | MCCB | EZC | 2004 | 0.27677 | 554.656 | PC
2026-03-25 | EZC250H4125 | 125A 4P 36kA MCCB | SCHNEIDER | MCCB | EZC | 1589 | 0.27677 | 439.7946 | PC
2026-03-25 | EZC250H4160 | 160A 4P 36kA MCCB | SCHNEIDER | MCCB | EZC | 1589 | 0.27677 | 439.7946 | PC
2026-03-25 | EZC250H4200 | 200A 4P 36kA MCCB | SCHNEIDER | MCCB | EZC | 3744 | 0.27677 | 1036.2436 | PC
2026-03-25 | EZC250H4250 | 250A 4P 36kA MCCB | SCHNEIDER | MCCB | EZC | 3799 | 0.27677 | 1051.4662 | PC
2026-03-25 | EZC250N3125 | 125A 3P 25kA MCCB | SCHNEIDER | MCCB | EZC | 1103 | 0.27677 | 305.2822 | PC
2026-03-25 | EZC250N3160 | 160A 3P 25kA MCCB | SCHNEIDER | MCCB | EZC | 1103 | 0.27677 | 305.2822 | PC
2026-03-25 | EZC250N3200 | 200A 3P 25kA MCCB | SCHNEIDER | MCCB | EZC | 1464 | 0.27677 | 405.1978 | PC
2026-03-25 | EZC250N3250 | 250A 3P 25kA MCCB | SCHNEIDER | MCCB | EZC | 1464 | 0.27677 | 405.1978 | PC
2026-03-25 | EZC400H3320N | 320A 3P 50kA MCCB | SCHNEIDER | MCCB | EZC | 3175 | 0.27677 | 878.759 | PC
2026-03-25 | EZC400H3400N | 400A 3P 50kA MCCB | SCHNEIDER | MCCB | EZC | 3175 | 0.27677 | 878.759 | PC
2026-03-25 | EZC400H4320N | 320A 4P 50kA MCCB | SCHNEIDER | MCCB | EZC | 6180 | 0.27677 | 1710.4662 | PC
2026-03-25 | EZC400H4400N | 400A 4P 50kA MCCB | SCHNEIDER | MCCB | EZC | 6180 | 0.27677 | 1710.4662 | PC
2026-03-25 | EZC400N3320N | 320A 3P 36kA MCCB | SCHNEIDER | MCCB | EZC | 2910 | 0.27677 | 805.4137 | PC
2026-03-25 | EZC400N3400N | 400A 3P 36kA MCCB | SCHNEIDER | MCCB | EZC | 2910 | 0.27677 | 805.4137 | PC
2026-03-25 | EZC400N4320N | 320A 4P 36kA MCCB | SCHNEIDER | MCCB | EZC | 5160 | 0.27677 | 1428.1563 | PC
2026-03-25 | EZC400N4400N | 400A 4P 36kA MCCB | SCHNEIDER | MCCB | EZC | 5160 | 0.27677 | 1428.1563 | PC
2026-03-25 | EZC630H3500N | 500A 3P 50kA MCCB | SCHNEIDER | MCCB | EZC | 4023 | 0.27677 | 1113.4637 | PC
2026-03-25 | EZC630H3630N | 630A 3P 50kA MCCB | SCHNEIDER | MCCB | EZC | 4023 | 0.27677 | 1113.4637 | PC
2026-03-25 | EZC630H4500N | 500A 4P 50kA MCCB | SCHNEIDER | MCCB | EZC | 7077 | 0.27677 | 1958.7329 | PC
2026-03-25 | EZC630H4630N | 600A 4P 50kA MCCB | SCHNEIDER | MCCB | EZC | 7077 | 0.27677 | 1958.7329 | PC
2026-03-25 | EZC630N3500N | 500A 3P 36kA MCCB | SCHNEIDER | MCCB | EZC | 4016 | 0.27677 | 1111.5263 | PC
2026-03-25 | EZC630N3630N | 600A 3P 36kA MCCB | SCHNEIDER | MCCB | EZC | 4016 | 0.27677 | 1111.5263 | PC
2026-03-25 | EZC630N4500N | 500A 4P 36kA MCCB | SCHNEIDER | MCCB | EZC | 5643 | 0.27677 | 1561.8384 | PC
2026-03-25 | EZC630N4600N | 600A 4P 36kA MCCB | SCHNEIDER | MCCB | EZC | 5643 | 0.27677 | 1561.8384 | PC
2026-03-25 | EZEAL | Alarm switch (AL) | SCHNEIDER | MCCB | EZC | 222 | 0.27677 | 61.4439 | PC
2026-03-25 | EZEAX | Auxiliary switch (AX) | SCHNEIDER | MCCB | EZC | 222 | 0.27677 | 61.4439 | PC
2026-03-25 | EZEAXAL | Auxiliary switch/ Alarm switch (AX/AL) | SCHNEIDER | MCCB | EZC | 594 | 0.27677 | 164.404 | PC
2026-06-18 | F202A-40/0,03 | 40A 2P 30mA Type A RCCB | ABB | RCCB | Mcompact | 752 | 0.3353 | 252.1456 | PC
2025-06-05 | F202A-40/0,1 | 40A 2P 100mA Type A RCCB | ABB | RCCB | Mcompact | 196 | 1 | 196 | PC
2026-06-16 | F202AC-100/0,03 | 100A 2P 30mA ELCB | ABB | RCCB | Mcompact | 1540 | 0.3353 | 516.362 | PC
2026-06-16 | F202AC-100/0,1 | 100A 2P 100mA ELCB | ABB | RCCB | Mcompact | 884 | 0.3353 | 296.4052 | PC
2026-06-16 | F202AC-100/0,3 | 100A 2P 300mA ELCB | ABB | RCCB | Mcompact | 1040 | 0.3353 | 348.712 | PC
2026-06-16 | F202AC-100/0,5 | 100A 2P 500mA ELCB | ABB | RCCB | Mcompact | 1412 | 0.3353 | 473.4436 | PC
2026-06-18 | F202AC-25/0,01 | 25A 2P 10mA ELCB | ABB | RCCB | Mcompact | 450 | 0.3353 | 150.885 | PC
2026-06-18 | F202AC-25/0,03 | 25A 2P 30mA ELCB | ABB | RCCB | Mcompact | 490 | 0.3353 | 164.297 | PC
2026-06-18 | F202AC-25/0,1 | 25A 2P 100mA ELCB | ABB | RCCB | Mcompact | 411 | 0.3353 | 137.8083 | PC
2026-06-18 | F202AC-25/0,3 | 25A 2P 300mA ELCB | ABB | RCCB | Mcompact | 500 | 0.3353 | 167.65 | PC
2026-06-18 | F202AC-40/0,03 | 40A 2P 30mA ELCB | ABB | RCCB | Mcompact | 447 | 0.3353 | 149.8791 | PC
2026-06-18 | F202AC-40/0,1 | 40A 2P 100mA ELCB | ABB | RCCB | Mcompact | 431 | 0.3353 | 144.5143 | PC
2026-06-18 | F202AC-40/0,3 | 40A 2P 300mA ELCB | ABB | RCCB | Mcompact | 445 | 0.3353 | 149.2085 | PC
2026-06-18 | F202AC-63/0,03 | 63A 2P 30mA ELCB | ABB | RCCB | Mcompact | 543 | 0.3353 | 182.0679 | PC
2026-06-18 | F202AC-63/0,1 | 63A 2P 100mA ELCB | ABB | RCCB | Mcompact | 502 | 0.3353 | 168.3206 | PC
2026-06-18 | F202AC-63/0,3 | 63A 2P 300mA ELCB | ABB | RCCB | Mcompact | 573 | 0.3353 | 192.1269 | PC
2026-06-18 | F202AC-80/0,03 | 80A 2P 30mA ELCB | ABB | RCCB | Mcompact | 819 | 0.3353 | 274.6107 | PC
2026-06-18 | F202AC-80/0,1 | 80A 2P 100mA ELCB | ABB | RCCB | Mcompact | 884 | 0.3353 | 296.4052 | PC
2026-06-18 | F202AC-80/0,3 | 80A 2P 300mA ELCB | ABB | RCCB | Mcompact | 801 | 0.3353 | 268.5753 | PC
2026-06-18 | F202AC-80/0,5 | 80A 2P 500mA ELCB | ABB | RCCB | Mcompact | 1170 | 0.3353 | 392.301 | PC
2026-06-18 | F204AC-100/0,03 | 100A 4P 30mA ELCB | ABB | RCCB | Mcompact | 1187.9 | 0.3353 | 398.3029 | PC
2026-06-18 | F204AC-100/0,1 | 100A 4P 100mA ELCB | ABB | RCCB | Mcompact | 1361 | 0.3353 | 456.3433 | PC
2026-06-18 | F204AC-100/0,3 | 100A 4P 300mA ELCB | ABB | RCCB | Mcompact | 1007 | 0.3353 | 337.6471 | PC
2026-06-18 | F204AC-100/0,5 | 100A 4P 500mA ELCB | ABB | RCCB | Mcompact | 1767 | 0.3353 | 592.4751 | PC
2026-06-18 | F204AC-125/0,03 | 125A 4P 30mA ELCB | ABB | RCCB | Mcompact | 8466 | 0.3353 | 2838.6498 | PC
2026-06-18 | F204AC-125/0,1 | 125A 4P 100mA ELCB | ABB | RCCB | Mcompact | 6725 | 0.3353 | 2254.8925 | PC
2026-06-18 | F204AC-125/0,3 | 125A 4P 300mA ELCB | ABB | RCCB | Mcompact | 6466 | 0.3353 | 2168.0498 | PC
2026-06-18 | F204AC-125/0,5 | 125A 4P 500mA ELCB | ABB | RCCB | Mcompact | 6732 | 0.3353 | 2257.2396 | PC
2026-06-18 | F204AC-25/0,03 | 25A 4P 30mA ELCB | ABB | RCCB | Mcompact | 666 | 0.3353 | 223.3098 | PC
2026-06-18 | F204AC-25/0,1 | 25A 4P 100mA ELCB | ABB | RCCB | Mcompact | 546 | 0.3353 | 183.0738 | PC
2026-06-18 | F204AC-25/0,3 | 25A 4P 300mA ELCB | ABB | RCCB | Mcompact | 702 | 0.3353 | 235.3806 | PC
2026-06-18 | F204AC-40/0,03 | 40A 4P 30mA ELCB | ABB | RCCB | Mcompact | 705 | 0.3353 | 236.3865 | PC
2026-06-18 | F204AC-40/0,1 | 40A 4P 100mA ELCB | ABB | RCCB | Mcompact | 554 | 0.3353 | 185.7562 | PC
2026-06-18 | F204AC-40/0,3 | 40A 4P 300mA ELCB | ABB | RCCB | Mcompact | 706 | 0.3353 | 236.7218 | PC
2026-06-18 | F204AC-63/0,03 | 63A 4P 30mA ELCB | ABB | RCCB | Mcompact | 1095 | 0.3353 | 367.1535 | PC
2026-06-18 | F204AC-63/0,1 | 63A 4P 100mA ELCB | ABB | RCCB | Mcompact | 775 | 0.3353 | 259.8575 | PC
2026-06-18 | F204AC-63/0,3 | 63A 4P 300mA ELCB | ABB | RCCB | Mcompact | 706 | 0.3353 | 236.7218 | PC
2026-06-18 | F204AC-80/0,03 | 80A 4P 30mA ELCB | ABB | RCCB | Mcompact | 1361 | 0.3353 | 456.3433 | PC
2026-06-18 | F204AC-80/0,1 | 80A 4P 100mA ELCB | ABB | RCCB | Mcompact | 1164 | 0.3353 | 390.2892 | PC
2026-06-18 | F204AC-80/0,3 | 80A 4P 300mA ELCB | ABB | RCCB | Mcompact | 1007 | 0.3353 | 337.6471 | PC
2026-06-18 | F204AC-80/0,5 | 80A 4P 500mA ELCB | ABB | RCCB | Mcompact | 1472 | 0.3353 | 493.5616 | PC
2023-01-17 | FC102 11kW | Danfoss VLT HVAC Drive FC102 Series, 11kW | Danfoss | VSD | VLT HVAC | 6250 | 1 | 6250 | PC
2023-01-18 | FC102 13081117 | Danfoss LCP Mounting Kit | Danfoss | VSd | VLT HVAC | 450 | 1 | 450 | PC
2023-01-18 | FC102 15kW | Danfoss VLT HVAC Drive FC102 Series, 15kW | Danfoss | VSD | VLT HVAC | 7150 | 1 | 7150 | PC
2023-01-18 | FC102 18.5kW | Danfoss VLT HVAC Drive FC102 Series, 18.5kW | Danfoss | VSD | VLT HVAC | 9000 | 1 | 9000 | PC
2023-01-18 | FC102 22kW | Danfoss VLT HVAC Drive FC102 Series, 22kW | Danfoss | VSD | VLT HVAC | 10500 | 1 | 10500 | PC
2023-01-17 | FC102 30kW | Danfoss VLT HVAC Drive FC102 Series, 30kW | Danfoss | VSD | VLT HVAC | 12200 | 1 | 12200 | PC
2022-10-14 | FC2A Freq Meter 144x144mm | FREQUENCY METER, 144x144mm | SACI | Meter | None | 1112 | 0.675 | 750.6 | PC
2022-10-14 | FC2VII Double Freq Meter 144x144mm | Double Frequency Meter, 144x144mm | SACI | Meter | None | 1718 | 0.675 | 1159.65 | PC
2026-06-18 | FH202AC-25/0,03 | 25A 2P 30mA ELCB | ABB | RCCB | Mcompact | 393 | 0.3353 | 131.7729 | PC
2026-06-18 | FH202AC-25/0,1 | 25A 2P 100mA ELCB | ABB | RCCB | Mcompact | 287 | 0.3353 | 96.2311 | PC
2026-06-18 | FH202AC-25/0,3 | 25A 2P 300mA ELCB | ABB | RCCB | Mcompact | 372 | 0.3353 | 124.7316 | PC
2026-06-18 | FH202AC-40/0,03 | 40A 2P 30mA ELCB | ABB | RCCB | Mcompact | 296 | 0.3353 | 99.2488 | PC
2026-06-18 | FH202AC-40/0,1 | 40A 2P 100mA ELCB | ABB | RCCB | Mcompact | 287 | 0.3353 | 96.2311 | PC
2026-06-18 | FH202AC-40/0,3 | 40A 2P 300mA ELCB | ABB | RCCB | Mcompact | 333 | 0.3353 | 111.6549 | PC
2026-06-18 | FH202AC-63/0,03 | 63A 2P 30mA ELCB | ABB | RCCB | Mcompact | 442 | 0.3353 | 148.2026 | PC
2026-06-18 | FH202AC-63/0,1 | 63A 2P 100mA ELCB | ABB | RCCB | Mcompact | 335 | 0.3353 | 112.3255 | PC
2026-06-16 | FH202AC-63/0,3 | 63A 2P 300mA ELCB | ABB | RCCB | Mcompact | 439 | 0.3353 | 147.1967 | PC
2026-06-16 | FH204AC-25/0,03 | 25A 4P 30mA ELCB | ABB | RCCB | Mcompact | 599 | 0.3353 | 200.8447 | PC
2026-06-16 | FH204AC-25/0,1 | 25A 4P 100mA ELCB | ABB | RCCB | Mcompact | 710 | 0.3353 | 238.063 | PC
2026-06-16 | FH204AC-25/0,3 | 25A 4P 300mA ELCB | ABB | RCCB | Mcompact | 425 | 0.3353 | 142.5025 | PC
2026-06-16 | FH204AC-40/0,03 | 40A 4P 30mA ELCB | ABB | RCCB | Mcompact | 467 | 0.3353 | 156.5851 | PC
2026-06-16 | FH204AC-40/0,1 | 40A 4P 100mA ELCB | ABB | RCCB | Mcompact | 445 | 0.3353 | 149.2085 | PC
2026-06-16 | FH204AC-40/0,3 | 40A 4P 300mA ELCB | ABB | RCCB | Mcompact | 425 | 0.3353 | 142.5025 | PC
2026-06-16 | FH204AC-63/0,03 | 63A 4P 30mA ELCB | ABB | RCCB | Mcompact | 732 | 0.3353 | 245.4396 | PC
2026-06-16 | FH204AC-63/0,1 | 63A 4P 100mA ELCB | ABB | RCCB | Mcompact | 581 | 0.3353 | 194.8093 | PC
2026-06-16 | FH204AC-63/0,3 | 63A 4P 300mA ELCB | ABB | RCCB | Mcompact | 449 | 0.3353 | 150.5497 | PC
2021-09-17 | FJ 032 01.5kA BW32AAG-2P | Setting range 5, 10, 15, 20, 32A 2P 1.5kA MCCB | FUJI | MCCB | BW | 0.31165 | 161 | 50.1752 | PC
2021-09-17 | FJ 032 01.5kA BW32AAG-3P | Setting range 3, 5, 10, 15, 20, 32A 3P 1.5kA MCCB | FUJI | MCCB | BW | 0.31165 | 193 | 60.148 | PC
2021-09-17 | FJ 032 02.5kA BW32SAG-2P | Setting range 3, 5, 10, 20, 32A 2P 2.5kA MCCB | FUJI | MCCB | BW | 0.31165 | 190 | 59.213 | PC
2021-09-17 | FJ 032 02.5kA BW32SAG-3P | Setting range 3, 5, 10, 15, 20, 32A 3P 2.5kA MCCB | FUJI | MCCB | BW | 0.31165 | 231 | 71.9906 | PC
2021-09-17 | FJ 050 01.5kA BW50AAG-3P | Setting range 5, 10, 15, 20, 32, 40, 50A 3P 1.5kA MCCB | FUJI | MCCB | BW | 0.31165 | 206 | 64.1994 | PC
2021-09-17 | FJ 050 02.5kA BW50EAG-3P | Setting range 5, 10, 15, 20, 32, 40, 50A 3P 2.5kA MCCB | FUJI | MCCB | BW | 0.31165 | 241 | 75.107 | PC
2021-09-17 | FJ 050 02.5kA BW63EAG-3P | Setting range 63A 3P 2.5kA MCCB | FUJI | MCCB | BW | 0.31165 | 241 | 75.107 | PC
2021-09-17 | FJ 050 07.5kA BW50SAG-3P | Setting range 5, 10, 15, 20, 32, 40, 50A 3P 7.5kA MCCB | FUJI | MCCB | BW | 0.31165 | 295 | 91.936 | PC
2021-09-17 | FJ 050 10kA BW50RAG-2P | Setting range 5, 10, 15, 20, 32, 40, 50A 2P 10kA MCCB | FUJI | MCCB | BW | 0.31165 | 319 | 99.4156 | PC
2021-09-17 | FJ 050 10kA BW50RAG-3P | Setting range 10, 15, 20, 32, 40, 50A 3P 10kA MCCB | FUJI | MCCB | BW | 0.31165 | 320 | 99.7272 | PC
2021-09-17 | FJ 050 2.5kA BW50EAG-2P | Setting range 5, 10, 15, 20, 32, 40, 50A 2P 2.5kA MCCB | FUJI | MCCB | BW | 0.31165 | 199 | 62.0179 | PC
2021-09-17 | FJ 050 7.5kA BW50SAG-2P | Setting range 5, 10, 15, 20, 32, 40, 50A 2P 7.5kA MCCB | FUJI | MCCB | BW | 0.31165 | 263 | 81.9633 | PC
2021-09-17 | FJ 063 07.5kA BW63SAG-3P | Setting range 63A 3P 7.5kA MCCB | FUJI | MCCB | BW | 0.31165 | 295 | 91.936 | PC
2021-09-17 | FJ 063 10kA BW63RAG-2P | Setting range 63A 2P 10kA MCCB | FUJI | MCCB | BW | 0.31165 | 319 | 99.4156 | PC
2021-09-17 | FJ 063 10kA BW63RAG-3P | Setting range 63A 3P 10kA MCCB | FUJI | MCCB | BW | 0.31165 | 320 | 99.7272 | PC
2021-09-17 | FJ 063 2.5kA BW63EAG-2P | Setting range 63A 2P 2.5kA MCCB | FUJI | MCCB | BW | 0.31165 | 199 | 62.0179 | PC
2021-09-17 | FJ 063 7.5kA BW63SAG-2P | Setting range 63A 2P 7.5kA MCCB | FUJI | MCCB | BW | 0.31165 | 263 | 81.9633 | PC
2021-09-17 | FJ 100 10kA BW100EAG-2P | Setting range 75, 100A 2P 10kA MCCB | FUJI | MCCB | BW | 0.31165 | 364 | 113.4397 | PC
2021-09-17 | FJ 100 15kA BW100EAG-3P | Setting range 75, 100A 3P 10kA MCCB | FUJI | MCCB | BW | 0.31165 | 386 | 120.2959 | PC
2021-09-17 | FJ 100 15kA BW103EO | Setting range 15, 20, 30, 40, 50, 60, 75, 100A 3P 15kA MCCB | FUJI | MCCB | BW | 0.31165 | 415 | 129.3337 | PC
2021-09-17 | FJ 100 30kA BW10250 | Setting range 15, 20, 30, 40, 50, 60, 75, 100A 2P 30kA MCCB | FUJI | MCCB | BW | 0.31165 | 386 | 120.2959 | PC
2021-09-17 | FJ 100 30kA BW103SO | Setting range 15, 20, 30, 40, 50, 60, 75, 100A 3P 30kA MCCB | FUJI | MCCB | BW | 0.31165 | 455 | 141.7996 | PC
2021-09-17 | FJ 100 30kA BW125JAG-2P | Setting range 15, 20, 30, 40, 50, 60, 75, 100A 2P 30kA MCCB | FUJI | MCCB | BW | 0.31165 | 420 | 130.892 | PC
2021-09-17 | FJ 100 30kA BW125JAG-3P | Setting range 15, 20, 30, 40, 50, 60, 75, 100A 3P 30kA MCCB | FUJI | MCCB | BW | 0.31165 | 479 | 149.2792 | PC
2021-09-17 | FJ 100 50kA BW125RAG-2P | Setting range 15, 20, 30, 40, 50, 60, 75, 100A 2P 50kA MCCB | FUJI | MCCB | BW | 0.31165 | 779 | 242.7734 | PC
2021-09-17 | FJ 100 50kA BW125RAG-3P | Setting range 15, 20, 30, 40, 50, 60, 75, 100A 3P 50kA MCCB | FUJI | MCCB | BW | 0.31165 | 753 | 234.6706 | PC
2021-09-17 | FJ 1000 70kA BW1000RAE-3P | Setting range 1000A (400-1000A Ajustable) 3P 70kA MCCB | FUJI | MCCB | BW | 0.31165 | 7139 | 2224.8515 | PC
2021-09-17 | FJ 1200 70kA BW1250RAE-3P | Setting range 1200A (500-1250A Ajustable) 3P 70kA MCCB | FUJI | MCCB | BW | 0.31165 | 8679 | 2704.7887 | PC
2021-09-17 | FJ 1200 85kA BW1600RAE-3P | Setting range 1200A (700-1600A Ajustable) 3P 85kA MCCB | FUJI | MCCB | BW | 0.31165 | 13159 | 4100.9695 | PC
2021-09-17 | FJ 125 30kA BW125JAG-2P 125A | Setting range 125A 2P 30kA MCCB | FUJI | MCCB | BW | 0.31165 | 460 | 143.3579 | PC
2021-09-17 | FJ 125 30kA BW125JAG-3P 125A | Setting range 125A 3P 30kA MCCB | FUJI | MCCB | BW | 0.31165 | 600 | 186.9885 | PC
2021-09-17 | FJ 125 50kA BW125RAG-2P 125A | Setting range 125A 2P 50kA MCCB | FUJI | MCCB | BW | 0.31165 | 849 | 264.5887 | PC
2021-09-17 | FJ 125 50kA BW125RAG-3P 125A | Setting range 125A 3P 50kA MCCB | FUJI | MCCB | BW | 0.31165 | 825 | 257.1092 | PC
2021-09-17 | FJ 150 25kA BW163JO | Setting range 150A 3P 25kA MCCB | FUJI | MCCB | BW | 0.31165 | 781 | 243.3967 | PC
2021-09-17 | FJ 150 30kA BW160JAG-3P | Setting range 150A 3P 30kA MCCB | FUJI | MCCB | BW | 0.31165 | 822 | 256.1742 | PC
2021-09-17 | FJ 150 50kA BW160RAG-3P | Setting range 150A 3P 50kA MCCB | FUJI | MCCB | BW | 0.31165 | 1079 | 336.2677 | PC
2021-09-17 | FJ 160 36kA BW163SO | Setting range 160A 3P 36kA MCCB | FUJI | MCCB | BW | 0.31165 | 865 | 269.5751 | PC
2021-09-17 | FJ 225 25kA BW253JO | Setting range 175, 200, 225A 3P 25kA MCCB | FUJI | MCCB | BW | 0.31165 | 858 | 267.3936 | PC
2021-09-17 | FJ 225 30kA BW250JAG-3P | Setting range 175, 200, 225A 3P 30kA MCCB | FUJI | MCCB | BW | 0.31165 | 903 | 281.4177 | PC
2021-09-17 | FJ 225 36kA BW253SO | Setting range 175, 200, 225A 3P 36kA MCCB | FUJI | MCCB | BW | 0.31165 | 1009 | 314.4523 | PC
2021-09-17 | FJ 225 50kA BW250RAG-3P | Setting range 175, 200, 225A 3P 50kA MCCB | FUJI | MCCB | BW | 0.31165 | 1176 | 366.4975 | PC
2021-09-17 | FJ 250 25kA BW253JO 250A | Setting range 250A 3P 25kA MCCB | FUJI | MCCB | BW | 0.31165 | 911 | 283.9109 | PC
2021-09-17 | FJ 250 30kA BW250JAG-3P 250A | Setting range 250A 3P 30kA MCCB | FUJI | MCCB | BW | 0.31165 | 959 | 298.87 | PC
2021-09-17 | FJ 250 36kA BW253SO 250A | Setting range 250A 3P 36kA MCCB | FUJI | MCCB | BW | 0.31165 | 1128 | 351.5384 | PC
2021-09-17 | FJ 250 50kA BW250RAG-3P 250A | Setting range 250A 3P 50kA MCCB | FUJI | MCCB | BW | 0.31165 | 1366 | 425.7105 | PC
2021-09-17 | FJ 400 30kA BW400EAG-3P | Setting range 300, 350, 400A 3P 30kA MCCB | FUJI | MCCB | BW | 0.31165 | 1920 | 598.3632 | PC
2021-09-17 | FJ 400 36kA BW400SAG-3P | Setting range 300, 350, 400A 3P 36kA MCCB | FUJI | MCCB | BW | 0.31165 | 1995 | 621.7368 | PC
2021-09-17 | FJ 400 36kA BW403SO | Setting range 300, 350, 400A, No terminal bar 3P 36kA MCCB | FUJI | MCCB | BW | 0.31165 | 1596 | 497.3894 | PC
2021-09-17 | FJ 400 50kA BW400RAG-3P | Setting range 300, 350, 400A 3P 50kA MCCB | FUJI | MCCB | BW | 0.31165 | 2130 | 663.8092 | PC
2021-09-17 | FJ 630 50kA BW630RAG-3P | Setting range 500, 630A 3P 50kA MCCB | FUJI | MCCB | BW | 0.31165 | 3835 | 1195.1682 | PC
2021-09-17 | FJ 800 50kA BW800RAG-3P | Setting range 700, 800A 3P 50kA MCCB | FUJI | MCCB | BW | 0.31165 | 4787 | 1491.8566 | PC
2019-07-15 | FK/FST | HEATER & THERMOSTAT | JAEGER/ VITAR | Heater | None | 100 | 1 | 100 | PC
2025-04-10 | FN3440-15-113-E0XXJRX | Passive Harmonic Filter for 15kW VSD | SCHAFFNER | PF | None | 5046.2 | 1 | 5046.2 | PC
2025-04-10 | FN3440-22-115-E0XXJRX | Passive Harmonic Filter for 22kW VSD | SCHAFFNER | PF | None | 6568.8 | 1 | 6568.8 | PC | 220.05
2025-04-10 | FN3440-250-119-E0XXSXX | Passive Harmonic Filter for 220kW VSD | SCHAFFNER | PF | None | 32683 | 1 | 32683 | PC
2025-04-10 | FN3440-30-115-E0XXJRX | Passive Harmonic Filter for 30kW VSD | SCHAFFNER | PF | None | 6959.8 | 1 | 6959.8 | PC
2025-04-10 | FN3440-37-115-E0XXJRX | Passive Harmonic Filter for 37kW VSD | SCHAFFNER | PF | None | 7530.2 | 1 | 7530.2 | PC
2025-04-10 | FN3440-4-112-E0XXJRX | Passive Harmonic Filter for 4kW VSD | SCHAFFNER | PF | None | 3197 | 1 | 3197 | PC
2025-04-10 | FN3440-45-115-E0XXJRX | Passive Harmonic Filter for 45kW VSD | SCHAFFNER | PF | None | 8487 | 1 | 8487 | PC
2025-04-10 | FN3440-75-116-E0XXJRX | Passive Harmonic Filter for 75Kw VSD | SCHAFFNER | PF | None | 14099 | 1 | 14099 | PC
2025-04-10 | FN3470-400-99-E0XXJXX | Passive Harmonic Filter for 400kW VSD | SCHAFFNER | PF | None | 32600.2 | 1 | 32600.2 | PC
2026-06-16 | Formula A1 1SDA066137R1 | Shunt Opening Release (Formula) | ABB | MCCB | Formula | 192 | 0.3353 | 64.3776 | PC
2026-06-16 | Formula A1 1SDA066150R1 | Auxiliary Contacts, 3P & 4P (Formula) | ABB | MCCB | Formula | 583 | 0.3353 | 195.4799 | PC
2026-06-16 | Formula A1 1SDA066158R1 | Rotary Handle - Transmitted Type RHE | ABB | MCCB | Formula | 200 | 0.3353 | 67.06 | PC
2025-06-20 | FP 900x600x300 EG1.6 | FP, 1.6mm THICK 900x600x300 | TK | TK FP | FP | 970 | 1 | 970 | PC
2025-06-20 | FP 900x600x300 EG2.0 | FP, 2.0mm THICK 900x600x300 | TK | TK FP | FP | 1123 | 1 | 1123 | PC
2020-01-07 | G4q-212S AC220 | Ratchet Relay, 5A at AC220V + Base Socket | Omron | Relay | None | 156.3 | 1 | 156.3 | PC
2024-10-17 | GM10D4N0634BEE | 63A 4P Manual Transfer Switch | SCHNEIDER | MTS | None | 281.74 | 1 | 281.74 | PC
2024-10-17 | GM10D4N1004BEE | 100A 4P Manual Transfer Switch | SCHNEIDER | MTS | None | 330.76 | 1 | 330.76 | PC
2024-10-17 | GM1AD4N10H4BEE | 1000A 4P Manual Transfer Switch | SCHNEIDER | MTS | None | 3475.57 | 1 | 3475.57 | PC
2024-10-17 | GM1AD4N6304BEE | 630A 4P Manual Transfer Switch - Frame 5 | SCHNEIDER | MTSF | None | 2094.65 | 1 | 2094.65 | PC
2024-10-17 | GM1AD4N8004BEE | 800A 4P Manual Transfer Switch | SCHNEIDER | MTS | None | 2964.31 | 1 | 2964.31 | PC
2024-10-17 | GM20D4N1254BEE | 125A 4P Manual Transfer Switch | SCHNEIDER | MTS | None | 496.14 | 1 | 496.14 | PC
2024-10-17 | GM20D4N1604BEE | 160A 4P Manual Transfer Switch | SCHNEIDER | MTS | None | 894.24 | 1 | 894.24 | PC
2024-10-17 | GM20D4N2004BEE | 200A 4P Manual Transfer Switch | SCHNEIDER | MTS | None | 958.53 | 1 | 958.53 | PC
2024-10-17 | GM2AD4N12H4BEE | 1250A 4P Manual Transfer Switch | SCHNEIDER | MTS | None | 5169.06 | 1 | 5169.06 | PC
2024-10-17 | GM2AD4N16H4BEE | 1600A 4P Manual Transfer Switch | SCHNEIDER | MTS | None | 6664.05 | 1 | 6664.05 | PC
2024-10-17 | GM2AD4N20H4BEE | 2000A 4P Manual Transfer Switch | SCHNEIDER | MTS | None | 10837.47 | 1 | 10837.47 | PC
2024-10-17 | GM32D4N2504BEE | 250A 4P Manual Transfer Switch | SCHNEIDER | MTS | None | 1084.05 | 1 | 1084.05 | PC
2024-10-17 | GM32D4N3154BEE | 315A 4P Manual Transfer Switch | SCHNEIDER | MTS | None | 973.8 | 1 | 973.8 | PC
2024-10-17 | GM63D4N4004BEE | 400A 4P Manual Transfer Switch | SCHNEIDER | MTS | None | 1466.88 | 1 | 1466.88 | PC
2024-10-17 | GM63D4N6304BEE | 630A 4P Manual Transfer Switch - Frame 4 | SCHNEIDER | MTSF | None | 1685.86 | 1 | 1685.86 | PC
2026-03-25 | GV2AF3 | Combination Block (GV2 to Contactor) | SCHNEIDER | TMMPCB | GV2 | 54.5 | 0.27677 | 15.0842 | PC
2026-03-25 | GV2APN01 | Padlockable external operators, GV2 Black handle, front plate with trip status, IP54 | SCHNEIDER | TMMPCB | GV2 | 510.5 | 0.27677 | 141.2934 | PC
2026-03-25 | GV2APN02 | Padlockable external operators, GV3 Black handle, front plate with trip status, IP54 | SCHNEIDER | TMMPCB | GV2 | 510.5 | 0.27677 | 141.2934 | PC
2026-03-25 | GV2ME01-10 | Ther. Magnetic Motor Protection Circuit Breaker 0.1 … 6.3A *kA | SCHNEIDER | TMMPCB | GV2 | 397 | 0.27677 | 109.8795 | PC
2026-03-25 | GV2ME14 | Ther. Magnetic Motor Protection Circuit Breaker 6 … 10A *kA | SCHNEIDER | TMMPCB | GV2 | 499.5 | 0.27677 | 138.2488 | PC
2026-03-25 | GV2ME16-20 | Ther. Magnetic Motor Protection Circuit Breaker 9 … 18A 50kA | SCHNEIDER | TMMPCB | GV2 | 518.5 | 0.27677 | 143.5076 | PC
2026-03-25 | GV2ME22 | Ther. Magnetic Motor Protection Circuit Breaker 20 … 25A 40kA | SCHNEIDER | TMMPCB | GV2 | 672.5 | 0.27677 | 186.1308 | PC
2026-03-25 | GV2ME32 | Ther. Magnetic Motor Protection Circuit Breaker 23 … 32A 50kA | SCHNEIDER | TMMPCB | GV2 | 828 | 0.27677 | 229.1693 | PC
2026-03-25 | GV2P01 | Ther. Magnetic Motor Protection Circuit Breaker 0.1 … 0.16 | SCHNEIDER | TMMPCB | GV2 | 445.5 | 0.27677 | 123.303 | PC
2026-03-25 | GV2P02 | Ther. Magnetic Motor Protection Circuit Breaker 0.16 … 0.25 | SCHNEIDER | TMMPCB | GV2 | 445.5 | 0.27677 | 123.303 | PC
2026-03-25 | GV2P03 | Ther. Magnetic Motor Protection Circuit Breaker 0.25 … 0.40 | SCHNEIDER | TMMPCB | GV2 | 445.5 | 0.27677 | 123.303 | PC
2026-03-25 | GV2P04 | Ther. Magnetic Motor Protection Circuit Breaker 0.40 … 0.63 | SCHNEIDER | TMMPCB | GV2 | 445.5 | 0.27677 | 123.303 | PC
2026-03-25 | GV2P05 | Ther. Magnetic Motor Protection Circuit Breaker 0.63 … 1 | SCHNEIDER | TMMPCB | GV2 | 445.5 | 0.27677 | 123.303 | PC
2026-03-25 | GV2P06 | Ther. Magnetic Motor Protection Circuit Breaker 1 … 1.6 | SCHNEIDER | TMMPCB | GV2 | 445.5 | 0.27677 | 123.303 | PC
2026-03-25 | GV2P07 | Ther. Magnetic Motor Protection Circuit Breaker 1.6 … 2.5 | SCHNEIDER | TMMPCB | GV2 | 445.5 | 0.27677 | 123.303 | PC
2026-03-25 | GV2P08 | Ther. Magnetic Motor Protection Circuit Breaker 2.5 … 4 | SCHNEIDER | TMMPCB | GV2 | 445.5 | 0.27677 | 123.303 | PC
2026-03-25 | GV2P10 | Ther. Magnetic Motor Protection Circuit Breaker 4 … 6.3 | SCHNEIDER | TMMPCB | GV2 | 445.5 | 0.27677 | 123.303 | PC
2026-03-25 | GV2P14 | Ther. Magnetic Motor Protection Circuit Breaker 6 … 10A | SCHNEIDER | TMMPCB | GV2 | 560.5 | 0.27677 | 155.1321 | PC
2026-03-25 | GV2P16 | Ther. Magnetic Motor Protection Circuit Breaker 9 … 14A | SCHNEIDER | TMMPCB | GV2 | 589 | 0.27677 | 163.0202 | PC
2026-03-25 | GV2P20 | Ther. Magnetic Motor Protection Circuit Breaker 13 … 18A | SCHNEIDER | TMMPCB | GV2 | 589 | 0.27677 | 163.0202 | PC
2026-03-25 | GV2P21 | Ther. Magnetic Motor Protection Circuit Breaker 17 … 23A | SCHNEIDER | TMMPCB | GV2 | 667 | 0.27677 | 184.6086 | PC
2026-03-25 | GV2P22 | Ther. Magnetic Motor Protection Circuit Breaker 20 … 25A | SCHNEIDER | TMMPCB | GV2 | 757 | 0.27677 | 209.5183 | PC
2026-03-25 | GV2P32 | Ther. Magnetic Motor Protection Circuit Breaker 24 … 32A | SCHNEIDER | TMMPCB | GV2 | 932 | 0.27677 | 257.9538 | PC
2026-03-25 | GV3APN01 | GV3 TeSys KIT IP54 BLACKHANDLE-SHAFT FRONT, EXTENDED ROTARY HANDLE | SCHNEIDER | TMMPCB | GV3 | 865.5 | 0.27677 | 239.5483 | PC
2026-03-25 | GV3P40 | Ther. Magnetic Motor Protection Circuit Breaker 30 … 40 50kA | SCHNEIDER | TMMPCB | GV3 | 1486.5 | 0.27677 | 411.4253 | PC
2026-03-25 | GV3P50 | Ther. Magnetic Motor Protection Circuit Breaker 37 … 50 50kA | SCHNEIDER | TMMPCB | GV3 | 1749 | 0.27677 | 484.0786 | PC
2026-03-25 | GV3P65 | Ther. Magnetic Motor Protection Circuit Breaker 48 … 65 50kA | SCHNEIDER | TMMPCB | GV3 | 1993 | 0.27677 | 551.6115 | PC
2026-03-25 | GV3P73 | Ther. Magnetic Motor Protection Circuit Breaker 62 … 73 50kA | SCHNEIDER | TMMPCB | GV3 | 2093 | 0.27677 | 579.289 | PC
2025-08-07 | GV4AP115N | Ther. Magnetic Motor Protection Circuit Breaker 65 … 115 50kA | SCHNEIDER | TMMPCB | GV4 | 5013 | 0.27677 | 1387.4704 | PC
2025-08-07 | GV4AP80N | Ther. Magnetic Motor Protection Circuit Breaker 40 … 80 50kA | SCHNEIDER | TMMPCB | GV4 | 4864.5 | 0.27677 | 1346.3694 | PC
2026-03-25 | GV4APN01 | GV4 TeSys KIT IP54 BLACKHANDLE-SHAFT FRONT, EXTENDED ROTARY HANDLE | SCHNEIDER | TMMPCB | GV4 | 872.5 | 0.27677 | 241.4857 | PC
2026-03-25 | GV4AS287 | Voltage release, TeSys GV4, MX coil, 220 to 240VAC 50Hz, 208 to 277VAC 60Hz | SCHNEIDER | TMMPCB | GV4 | 614.5 | 0.27677 | 170.0779 | PC
2026-03-25 | GVAD1010 | GV2ME, GV2P & GV3P Fault + Aux contact | SCHNEIDER | TMMPCB | GV2/ GV3 | 115 | 0.27677 | 31.8291 | PC
2026-03-25 | GVAE11 | Auxiliary contact, TeSys GV4, 690VAC, 1 NO/NC | SCHNEIDER | TMMPCB | GV4 | 74.5 | 0.27677 | 20.6197 | PC
2023-05-12 | H3CR-A8 + PF083A-E | Solid State Analog Timer Relay c/w base | Omron | Relay | None | 92.9 | 1 | 92.9 | PC
2026-06-18 | HD1042 | Analog input isolator, 1 input 1 output | SUPCON | NA | None | 420 | 1 | 420 | PC
2026-06-18 | HD1043 | Analog input isolator, 1 input 2 output | SUPCON | NA | None | 375 | 1 | 375 | PC
2021-05-21 | HM-1 | HOUR RUN METER | CAMSCO | Meter | None | 30 | 1 | 30 | PC
2025-08-12 | HMIET6400 | Touch Screen HMI, 7 INCH | SCHNEIDER | HMI | None | 1200 | 1 | 1200 | PC
2021-08-05 | HMIGXU3512 | Touch Screen HMI, GXU | SCHNEIDER | HMI | MHIGXU | 1100 | 1 | 1100 | PC
2019-07-19 | HMIGXU5512 | Touch Screen HMI | SCHNEIDER | HMI | HMIGXU | 2000 | 1 | 2000 | PC
2024-04-26 | IL with Buzzer | Indicating Light With Buzzer | Salzer | I/L | None | 25 | 1 | 25 | PC
2026-03-25 | INS 31052 | Extended front control, for INS320/400/630 | SCHNEIDER | ISOLATOR | Compact | 652 | 0.27677 | 180.457 | PC
2026-03-25 | INS100 28908 | 100A 3P Switch Disconnector | SCHNEIDER | ISOLATOR | Compact | 852 | 0.27677 | 235.8119 | PC
2026-03-25 | INS100 28909 | 100A 4P Switch Disconnector | SCHNEIDER | ISOLATOR | Compact | 932 | 0.27677 | 257.9538 | PC
2026-03-25 | INS1000 31332 | 1000A 3P Switch Disconnector | SCHNEIDER | ISOLATOR | Compact | 18537 | 0.27677 | 4402.098 | PC
2026-03-25 | INS1000 31333 | 1000A 4P Switch Disconnector | SCHNEIDER | ISOLATOR | Compact | 19703 | 0.27677 | 4678.8725 | PC
2026-03-25 | INS125 28910 | 125A 3P Switch Disconnector | SCHNEIDER | ISOLATOR | Compact | 844 | 0.27677 | 233.5977 | PC
2026-03-25 | INS125 28911 | 125A 4P Switch Disconnector | SCHNEIDER | ISOLATOR | Compact | 1003 | 0.27677 | 277.6048 | PC
2026-03-25 | INS1250 31334 | 1250A 3P Switch Disconnector | SCHNEIDER | ISOLATOR | Compact | 22028 | 0.27677 | 5231.0375 | PC
2026-03-25 | INS1250 31335 | 1250A 4P Switch Disconnector | SCHNEIDER | ISOLATOR | Compact | 32662 | 0.27677 | 7756.6046 | PC
2026-03-25 | INS160 28912 | 160A 3P Switch Disconnector | SCHNEIDER | ISOLATOR | Compact | 1176 | 0.27677 | 325.4868 | PC
2026-03-25 | INS160 28913 | 160A 4P Switch Disconnector | SCHNEIDER | ISOLATOR | Compact | 1333 | 0.27677 | 368.9404 | PC
2026-03-25 | INS1600 31336 | 1600A 3P Switch Disconnector | SCHNEIDER | ISOLATOR | Compact | 23810 | 0.27677 | 5654.5025 | PC
2026-03-25 | INS1600 31337 | 1600A 4P Switch Disconnector | SCHNEIDER | ISOLATOR | Compact | 31491 | 0.27677 | 7478.4463 | PC
2026-03-25 | INS2000 31338 | 2000A 3P Switch Disconnector | SCHNEIDER | ISOLATOR | Compact | 34876 | 0.27677 | 8282.4761 | PC
2026-03-25 | INS2000 31339 | 2000A 4P Switch Disconnector | SCHNEIDER | ISOLATOR | Compact | 48230 | 0.27677 | 11452.9277 | PC
2026-03-25 | INS250 31106 | 250A 3P Switch Disconnector | SCHNEIDER | ISOLATOR | Compact | 2113 | 0.27677 | 584.8245 | PC
2026-03-25 | INS250 31107 | 250A 4P Switch Disconnector | SCHNEIDER | ISOLATOR | Compact | 2525 | 0.27677 | 698.8555 | PC
2026-03-25 | INS250 31141 | 100A 4P Source changeover systems | SCHNEIDER | MTS | Compact | 5117 | 0.27677 | 1416.255 | PC
2026-03-25 | INS250 31145 | 160A 4P Source changeover systems | SCHNEIDER | MTS | Compact | 5641 | 0.27677 | 1561.2848 | PC
2026-03-25 | INS250 31147 | 250A 4P Source changeover systems | SCHNEIDER | MTS | Compact | 6815.5 | 0.27677 | 1886.3564 | PC
2026-03-25 | INS2500 31340 | 2500A 3P Switch Disconnector | SCHNEIDER | ISOLATOR | Compact | 35653 | 0.27677 | 8466.5311 | PC
2026-03-25 | INS2500 31341 | 2500A 4P Switch Disconnector | SCHNEIDER | ISOLATOR | Compact | 56488 | 0.27677 | 13413.8748 | PC
2026-03-25 | INS320 31108 | 320A 3P Switch Disconnector | SCHNEIDER | ISOLATOR | Compact | 2512 | 0.27677 | 596.449 | PC
2026-03-25 | INS320 31109 | 320A 4P Switch Disconnector | SCHNEIDER | ISOLATOR | Compact | 3682 | 0.27677 | 874.3306 | PC
2026-03-25 | INS320 31149 | 320A 4P Source changeover systems | SCHNEIDER | MTS | Compact | 10845 | 0.27677 | 3001.6192 | PC
2026-03-25 | INS40 28900 | 40A 3P Switch Disconnector | SCHNEIDER | ISOLATOR | Compact | 450 | 0.27677 | 124.5485 | PC
2026-03-25 | INS40 28901 | 40A 4P Switch Disconnector | SCHNEIDER | ISOLATOR | Compact | 525 | 0.27677 | 145.3066 | PC
2026-03-25 | INS400 31110 | 400A 3P Switch Disconnector | SCHNEIDER | ISOLATOR | Compact | 2763 | 0.27677 | 764.7279 | PC
2026-03-25 | INS400 31111 | 400A 4P Switch Disconnector | SCHNEIDER | ISOLATOR | Compact | 4220 | 0.27677 | 1002.2004 | PC
2026-03-25 | INS400 31151 | 400A 4P Source changeover systems | SCHNEIDER | MTS | Compact | 12250 | 0.3353 | 4107.425 | PC
2026-03-25 | INS500 31112 | 500A 3P Switch Disconnector | SCHNEIDER | ISOLATOR | Compact | 4472 | 0.27677 | 1061.8453 | PC
2026-03-25 | INS500 31113 | 500A 4P Switch Disconnector | SCHNEIDER | ISOLATOR | Compact | 5063 | 0.27677 | 1202.4467 | PC
2026-03-25 | INS500 31153 | 500A 4P Source changeover systems | SCHNEIDER | MTS | Compact | 14145 | 0.3353 | 4742.8185 | PC
2026-03-25 | INS63 28902 | 63A 3P Switch Disconnector | SCHNEIDER | ISOLATOR | Compact | 497 | 0.27677 | 137.5569 | PC
2026-03-25 | INS63 28903 | 63A 4P Switch Disconnector | SCHNEIDER | ISOLATOR | Compact | 611 | 0.27677 | 169.1092 | PC
2026-03-25 | INS630 31114 | 630A 3P Switch Disconnector | SCHNEIDER | ISOLATOR | Compact | 4769 | 0.27677 | 1319.9375 | PC
2026-03-25 | INS630 31115 | 630A 4P Switch Disconnector | SCHNEIDER | ISOLATOR | Compact | 5859 | 0.27677 | 1132.5611 | PC
2026-03-25 | INS630 31155 | 630A 4P Source changeover systems | SCHNEIDER | MTS | Compact | 12715 | 0.3353 | 4263.3395 | PC
2026-03-25 | INS80 28904 | 80A 3P Switch Disconnector | SCHNEIDER | ISOLATOR | Compact | 633 | 0.27677 | 175.1982 | PC
2026-03-25 | INS80 28905 | 80A 4P Switch Disconnector | SCHNEIDER | ISOLATOR | Compact | 713 | 0.27677 | 197.3402 | PC
2026-03-25 | INS800 31330 | 800A 3P Switch Disconnector | SCHNEIDER | ISOLATOR | Compact | 14408 | 0.27677 | 3420.9325 | PC
2026-03-25 | INS800 31331 | 800A 4P Switch Disconnector | SCHNEIDER | ISOLATOR | Compact | 15074 | 0.27677 | 3580.0778 | pc
2025-08-20 | K&N 1P 20A SELECTOR SW | 1P 20A SELECTOR SWITCH (AUTO/ OFF/ MANUAL) | K&N | Switch | None | 65 | 1 | 65 | PC
2024-04-15 | K2 | CASTOR KEY (1SET = 3PCS) | LS | ACB | METASOL | 1867.39 | 0.29525 | 551.3376 | PC
2026-04-30 | K8AK-TS1 24VAC/DC | Motor Protection Relay | Omron | Relay | None | 301 | 1 | 301 | PC
2025-07-28 | K8AK-VS3 100-240VAC | Single-phase voltage relay, 30-300VAC | Omron | Relay | None | 635.8 | 0.648 | 411.9984 | PC
2024-02-07 | KN-2210W | Digital display, - Multi Indicator, W96x48H - Multi input - 2 Alarm - 4-20mA output | AUTONICS | Relay | KN | 520 | 1 | 520 | PC
2024-04-15 | KNBL1-32 | 25A 1P+N 10mA RCBO | LS | RCBO | KNL | 301.79 | 0.29525 | 89.102 | PC
2024-04-15 | KNL5-63 | 25A 2P 10mA ELCB | LS | RCCB | KNL | 193.64 | 0.4455 | 86.2666 | PC
2026-03-25 | LADN40 | Instantaneous auxiliary contact block, Front mounted, 4NO | SCHNEIDER | Contactor | TeSys D | 158.5 | 0.27677 | 43.8688 | pc
2025-09-24 | LAEP1 + LAEM1 | Accessories for reversing motor starter assembly, LC1E06…E12 | SCHNEIDER | Contactor | TeSys E | 189 | 0.27677 | 52.3104 | PC
2025-09-24 | LAEP12 + LAEM1 | Accessories for reversing motor starter assembly, LC1E18/E25 | SCHNEIDER | Contactor | TeSys E | 226.5 | 0.27677 | 62.6894 | PC
2025-09-24 | LAEP2 + LAEM1 | Accessories for reversing motor starter assembly, LC1E32/E38 | SCHNEIDER | Contactor | TeSys E | 282 | 0.27677 | 78.0504 | PC
2025-09-24 | LAEP3 + LAEM1 | Accessories for reversing motor starter assembly, LC1E40…E65 | SCHNEIDER | Contactor | TeSys E | 641.5 | 0.27677 | 177.5508 | PC
2025-09-24 | LAEP4 + LAEM4 | Accessories for reversing motor starter assembly, LC1E80/E95 | SCHNEIDER | Contactor | TeSys E | 1349 | 0.27677 | 373.3688 | PC
2026-03-25 | LAG8N113 | Auxiliary contact block,TeSys Giga contactor,1NO+1NC,side mounting,push-in terminals | SCHNEIDER | Contactor | TeSys G | 285.5 | 0.2491 | 71.1172 | PC
2026-03-25 | LC1D09U7 | 9A 3P CONTACTOR | SCHNEIDER | Contactor | TeSys D | 191 | 0.27677 | 52.8639 | PC
2026-03-25 | LC1D115004U7 | 200A 4P CONTACTOR | SCHNEIDER | Contactor | TeSys D | 3998 | 0.27677 | 1106.5443 | PC
2026-03-25 | LC1D115U7 | 115A 3P CONTACTOR | SCHNEIDER | Contactor | TeSys D | 3088.5 | 0.27677 | 854.818 | PC
2026-03-25 | LC1D12U7 | 12A 3P CONTACTOR | SCHNEIDER | Contactor | TeSys D | 266.5 | 0.27677 | 73.7604 | PC
2026-03-25 | LC1D150U7 | 150A 3P CONTACTOR | SCHNEIDER | Contactor | TeSys D | 3829.5 | 0.27677 | 1059.9078 | PC
2026-03-25 | LC1D18U7 | 18A 3P CONTACTOR | SCHNEIDER | Contactor | TeSys D | 343.5 | 0.27677 | 95.072 | PC
2026-03-25 | LC1D25U7 | 25A 3P CONTACTOR | SCHNEIDER | Contactor | TeSys D | 450.5 | 0.27677 | 124.6869 | PC
2026-03-25 | LC1D32U7 | 32A 3P CONTACTOR | SCHNEIDER | Contactor | TeSys D | 571.5 | 0.27677 | 158.1766 | PC
2026-03-25 | LC1D40AU7 | 40A 3P CONTACTOR | SCHNEIDER | Contactor | TeSys D | 846 | 0.27677 | 234.1512 | PC
2026-03-25 | LC1D50AU7 | 50A 3P CONTACTOR | SCHNEIDER | Contactor | TeSys D | 1149 | 0.27677 | 318.0139 | PC
2026-03-25 | LC1D65AU7 | 65A 3P CONTACTOR | SCHNEIDER | Contactor | TeSys D | 1299.5 | 0.27677 | 359.6684 | PC
2026-03-25 | LC1D80004U7 | 125A 4P CONTACTOR | SCHNEIDER | Contactor | TeSys D | 2941 | 0.27677 | 813.9937 | PC
2026-03-25 | LC1D80AU7 | 80A 3P CONTACTOR | SCHNEIDER | Contactor | TeSys D | 1777 | 0.27677 | 491.8282 | PC
2026-03-25 | LC1D95U7 | 95A 3P CONTACTOR | SCHNEIDER | Contactor | TeSys D | 2553.5 | 0.27677 | 706.7436 | PC
2026-03-25 | LC1DFKP7 | 12.5KVAR 440V 3P AC6B CONTACTOR | SCHNEIDER | Contactor | TeSys D | 612.5 | 0.27677 | 169.5244 | PC
2026-03-25 | LC1DGKP7 | 16.7KVAR 440V 3P AC6B CONTACTOR | SCHNEIDER | Contactor | TeSys D | 1178.5 | 0.27677 | 326.1787 | PC
2026-03-25 | LC1DLKP7 | 21KVAR 440V 3P AC6B CONTACTOR | SCHNEIDER | Contactor | TeSys D | 896 | 0.27677 | 247.9899 | PC
2026-03-25 | LC1DMKP7 | 27KVAR 440V 3P AC6B CONTACTOR | SCHNEIDER | Contactor | TeSys D | 1004 | 0.27677 | 277.8816 | PC
2026-03-25 | LC1DPKP7 | 32KVAR 440V 3P AC6B CONTACTOR | SCHNEIDER | Contactor | TeSyS D | 1647 | 0.27677 | 455.8476 | PC
2026-03-25 | LC1DT20U7 | 20A 4P CONTACTOR | SCHNEIDER | Contactor | TeSys D | 340 | 0.27677 | 94.1033 | PC
2026-03-25 | LC1DT25U7 | 25A 4P CONTACTOR | SCHNEIDER | Contactor | TeSys D | 360 | 0.27677 | 99.6388 | PC
2026-03-25 | LC1DT32U7 | 32A 4P CONTACTOR | SCHNEIDER | Contactor | TeSys D | 518.5 | 0.27677 | 143.5076 | PC
2026-03-25 | LC1DT40U7 | 40A 4P CONTACTOR | SCHNEIDER | Contactor | TeSys D | 668.5 | 0.27677 | 185.0237 | PC
2026-03-25 | LC1DT60AU7 | 60A 4P CONTACTOR | SCHNEIDER | Contactor | TeSys D | 1380 | 0.27677 | 381.9488 | PC
2026-03-25 | LC1DT80AU7 | 80A 4P CONTACTOR | SCHNEIDER | Contactor | TeSys D | 2184 | 0.27677 | 604.4754 | PC
2026-03-25 | LC1DTKM7 | 43KVAR 440V 3P AC6B CONTACTOR | SCHNEIDER | Contactor | TeSys D | 2307 | 0.27677 | 638.5187 | pc
2026-03-25 | LC1DWK12M7 | 67KVAR 440V 3P AC6B CONTACTOR | SCHNEIDER | Contactor | TeSys D | 2606.5 | 0.27677 | 721.4127 | PC
2026-03-25 | LC1E0610U5 | 6A 3P CONTACTOR | SCHNEIDER | Contactor | TeSys E | 101.5 | 0.27677 | 28.0926 | PC
2026-03-25 | LC1E0910U5 | 9A 3P CONTACTOR | SCHNEIDER | Contactor | TeSys E | 101.5 | 0.27677 | 28.0926 | PC
2026-03-25 | LC1E120U5 | 120A 3P CONTACTOR | SCHNEIDER | Contactor | TeSys E | 1731.5 | 0.27677 | 479.235 | PC
2026-03-25 | LC1E1210U5 | 12A 3P CONTACTOR | SCHNEIDER | Contactor | TeSys E | 135.5 | 0.27677 | 37.5029 | PC
2026-03-25 | LC1E160U5 | 160A 3P CONTACTOR | SCHNEIDER | Contactor | TeSys E | 2131 | 0.27677 | 589.8064 | PC
2026-03-25 | LC1E1810U5 | 18A 3P CONTACTOR | SCHNEIDER | Contactor | TeSys E | 159 | 0.27677 | 44.0071 | PC
2026-03-25 | LC1E200U5 | 200A 3P CONTACTOR | SCHNEIDER | Contactor | TeSys E | 4441.5 | 0.27677 | 1229.2938 | PC
2026-03-25 | LC1E250U5 | 250A 3P CONTACTOR | SCHNEIDER | Contactor | TeSys E | 5099.5 | 0.27677 | 1411.4114 | PC
2026-03-25 | LC1E2510U5 | 25A 3P CONTACTOR | SCHNEIDER | Contactor | TeSys E | 204 | 0.27677 | 56.462 | PC
2026-03-25 | LC1E300U5 | 300A 3P CONTACTOR | SCHNEIDER | Contactor | TeSys E | 6688.5 | 0.27677 | 1851.2061 | PC
2026-03-25 | LC1E3210U5 | 32A 3P CONTACTOR | SCHNEIDER | Contactor | TeSys E | 308.5 | 0.27677 | 85.3849 | PC
2026-03-25 | LC1E3810U5 | 38A 3P CONTACTOR | SCHNEIDER | Contactor | TeSys E | 452 | 0.27677 | 125.1021 | PC
2026-03-25 | LC1E40U5 | 40A 3P CONTACTOR | SCHNEIDER | Contactor | TeSys E | 481 | 0.27677 | 133.1285 | PC
2026-03-25 | LC1E50U5 | 50A 3P CONTACTOR | SCHNEIDER | Contactor | TeSys E | 595.5 | 0.27677 | 164.8192 | PC
2026-03-25 | LC1E630U7 | 630A 3P CONTACTOR | SCHNEIDER | Contactor | TeSys E | 22165.5 | 0.27677 | 6134.8446 | PC
2026-03-25 | LC1E65U5 | 65A 3P CONTACTOR | SCHNEIDER | Contactor | TeSys E | 679.5 | 0.27677 | 188.0683 | PC
2026-03-25 | LC1E80U5 | 80A 3P CONTACTOR | SCHNEIDER | Contactor | TeSys E | 922 | 0.27677 | 255.1861 | PC
2026-03-25 | LC1E95U5 | 95A 3P CONTACTOR | SCHNEIDER | Contactor | TeSys E | 1346 | 0.27677 | 372.5384 | PC
2026-03-25 | LC1F780U7 | 1600A 3P CONTACTOR | SCHNEIDER | Contactor | TeSys F | 68200 | 0.27677 | 18876.019 | PC
2026-03-25 | LC1G1154KUEN | 250A 4P CONTACTOR | SCHNEIDER | Contactor | TeSys G | 6444.5 | 0.27677 | 1783.6731 | PC
2026-03-25 | LC1G115KUEN | 55KW 3P CONTACTOR | SCHNEIDER | Contactor | TeSys G | 5460.5 | 0.27677 | 1511.327 | PC
2026-03-25 | LC1G1504KUEN | 275A 4P CONTACTOR | SCHNEIDER | Contactor | TeSys G | 6983.5 | 0.27677 | 1932.8545 | PC
2026-03-25 | LC1G1854KUEN | 305A 4P CONTACTOR | SCHNEIDER | Contactor | TeSys G | 8577.5 | 0.27677 | 2374.033 | PC
2026-03-25 | LC1G185KUEN | 90KW 3P CONTACTOR | SCHNEIDER | Contactor | TeSys G | 7268.5 | 0.27677 | 2011.7353 | PC
2026-03-25 | LC1G2254KUEN | 330A 4P CONTACTOR | SCHNEIDER | Contactor | TeSys G | 11491 | 0.27677 | 3180.4155 | PC
2026-03-25 | LC1G225KUEN | 110KW 3P CONTACTOR | SCHNEIDER | Contactor | TeSys G | 9737.5 | 0.27677 | 2695.0914 | PC
2026-03-25 | LC1G2654KUEN | 385A 4P CONTACTOR | SCHNEIDER | Contactor | TeSys G | 14218 | 0.27677 | 3935.1795 | PC
2026-03-25 | LC1G3304KUEN | 550A 4P CONTACTOR | SCHNEIDER | Contactor | TeSys G | 15714 | 0.27677 | 4349.2341 | PC
2026-03-25 | LC1G330KUEN | 160KW 3P CONTACTOR | SCHNEIDER | Contactor | TeSys F | 13316.5 | 0.27677 | 3685.6673 | PC
2026-03-25 | LC1G400KUEN | 200KW 3P CONTACTOR | SCHNEIDER | Contactor | TeSys F | 14580 | 0.27677 | 4035.3718 | PC
2026-03-25 | LC1G500KUEN | 250KW 3P CONTACTOR | SCHNEIDER | Contactor | TeSys F | 16767 | 0.27677 | 4640.6776 | PC
2026-03-25 | LC1G6304KUEN | 1000A 4P CONTACTOR | SCHNEIDER | Contactor | TeSys F | 23744 | 0.27677 | 6571.7331 | PC
2026-03-25 | LC2K0610M7 | 6A AC3 3P REVERSING CONTACTOR | SCHNEIDER | Contactor | TeSys K | 435.5 | 0.27677 | 120.5353 | PC
2026-03-25 | LC2K0910M7 | 9A AC3 3P REVERSING CONTACTOR | SCHNEIDER | Contactor | TeSys K | 506 | 0.27677 | 140.0479 | PC
2026-03-25 | LRD16 | THERMOL OVERLOAD RELAY 0.1<I<13A | SCHNEIDER | TOR | TeSys D | 240.5 | 0.27677 | 66.5643 | PC
2026-03-25 | LRD21 | THERMOL OVERLOAD RELAY 12<I<18A | SCHNEIDER | TOR | TeSys D | 287 | 0.27677 | 79.4343 | PC
2026-03-25 | LRD22 | THERMOL OVERLOAD RELAY 16…24 | SCHNEIDER | TOR | TeSys D | 362.5 | 0.27677 | 100.3307 | PC
2026-03-25 | LRD3365 | THERMOL OVERLOAD RELAY 80…104 | SCHNEIDER | TOR | TeSyS D | 1119.5 | 0.27677 | 309.849 | PC
2026-03-25 | LRD35 | THERMOL OVERLOAD RELAY 30…38 | SCHNEIDER | TOR | TeSyS D | 475.5 | 0.27677 | 131.6063 | PC
2026-03-25 | LRD350 | THERMOL OVERLAOD RELAY 37…50 | SCHNEIDER | TOR | TeSys D | 790.5 | 0.27677 | 218.7902 | PC
2026-03-25 | LRD365 | THERMOL OVERLOAD RELAY 48…65 | SCHNEIDER | TOR | TeSyS D | 812 | 0.27677 | 224.7409 | PC
2026-03-25 | LRE01 | THERMOL OVERLOAD RELAY 0.1…0.16 | SCHNEIDER | TOR | TeSyS D | 236.5 | 0.27677 | 65.4572 | PC
2026-03-25 | LRE02 | THERMOL OVERLOAD RELAY 0.16…0.25 | SCHNEIDER | TOR | TeSyS D | 201 | 0.27677 | 55.6317 | PC
2026-03-25 | LRE03 | THERMOL OVERLOAD RELAY 0.25…0.40 | SCHNEIDER | TOR | TeSyS D | 149 | 0.27677 | 41.2394 | PC
2026-03-25 | LRE04 | THERMOL OVERLOAD RELAY 0.40…0.63 | SCHNEIDER | TOR | TeSyS D | 149 | 0.27677 | 41.2394 | PC
2026-03-25 | LRE05 | THERMOL OVERLOAD RELAY 0.63…1 | SCHNEIDER | TOR | TeSyS D | 149 | 0.27677 | 41.2394 | PC
2026-03-25 | LRE06 | THERMOL OVERLOAD RELAY 1…1.6 | SCHNEIDER | TOR | TeSyS D | 149 | 0.27677 | 41.2394 | PC
2026-03-25 | LRE07 | THERMOL OVERLOAD RELAY 1.6…2.5 | SCHNEIDER | TOR | TeSyS D | 149 | 0.27677 | 41.2394 | PC
2026-03-25 | LRE08 | THERMOL OVERLOAD RELAY 2.5…4 | SCHNEIDER | TOR | TeSyS D | 149 | 0.27677 | 41.2394 | PC
2026-03-25 | LRE10 | THERMOL OVERLOAD RELAY 4…6 | SCHNEIDER | TOR | TeSyS D | 149 | 0.27677 | 41.2394 | PC
2026-03-25 | LRE12 | THERMOL OVERLOAD RELAY 5.5…8 | SCHNEIDER | TOR | TeSyS D | 149 | 0.27677 | 41.2394 | PC
2026-03-25 | LRE14 | THERMOL OVERLOAD RELAY 7…10 | SCHNEIDER | TOR | TeSyS D | 149 | 0.27677 | 41.2394 | PC
2026-03-25 | LRE16 | THERMOL OVERLOAD RELAY 9…13 | SCHNEIDER | TOR | TeSyS D | 149 | 0.27677 | 41.2394 | PC
2026-03-25 | LRE21 | THERMOL OVERLOAD RELAY 12…18 | SCHNEIDER | TOR | TeSyS D | 158.5 | 0.27677 | 43.8688 | PC
2026-03-25 | LRE22 | THERMOL OVERLOAD RELAY 16…24 | SCHNEIDER | TOR | TeSyS D | 168.5 | 0.27677 | 46.6365 | PC
2026-03-25 | LRE32 | THERMOL OVERLOAD RELAY 23…32 | SCHNEIDER | TOR | TeSyS D | 211.5 | 0.27677 | 58.5378 | PC
2026-03-25 | LRE322 | THERMOL OVERLOAD RELAY 17…25 | SCHNEIDER | TOR | TeSyS D | 367 | 0.27677 | 101.5762 | PC
2026-03-25 | LRE35 | THERMOL OVERLOAD RELAY 30…38 | SCHNEIDER | TOR | TeSyS D | 242 | 0.27677 | 66.9794 | PC
2026-03-25 | LRE353 | THERMOL OVERLOAD RELAY 23…32 | SCHNEIDER | TOR | TeSyS D | 367 | 0.27677 | 101.5762 | PC
2026-03-25 | LRE355 | THERMOL OVERLOAD RELAY 30…40 | SCHNEIDER | TOR | TeSyS D | 383.5 | 0.27677 | 106.143 | PC
2026-03-25 | LRE357 | THERMOL OVERLOAD RELAY 37…50 | SCHNEIDER | TOR | TeSyS D | 406 | 0.27677 | 112.3704 | PC
2026-03-25 | LRE359 | THERMOL OVERLOAD RELAY 48…65 | SCHNEIDER | TOR | TeSyS D | 415 | 0.27677 | 114.8614 | PC
2026-03-25 | LRE361 | THERMOL OVERLOAD RELAY 55…70 | SCHNEIDER | TOR | TeSyS D | 552.5 | 0.27677 | 152.9179 | PC
2026-03-25 | LRE363 | THERMOL OVERLOAD RELAY 63…80 | SCHNEIDER | TOR | TeSyS D | 552.5 | 0.27677 | 152.9179 | PC
2026-03-25 | LRE365 | THERMOL OVERLOAD RELAY 80…104 | SCHNEIDER | TOR | TeSyS D | 709 | 0.27677 | 196.2331 | PC
2026-04-30 | LRS-100-24 | 4.5A 100W 24VDC Power Supply | MEAN WELL | DC Supply | None | 77.5 | 1 | 77.5 | PC
2026-04-30 | LRS-150-24 | 6.5A 150W 24VDC Power Supply | MEAN WELL | DC Supply | None | 96 | 1 | 96 | PC
2024-04-15 | LS-SF322 | 32A 2P FUSE SWITCH | LS | Fuse Switch | gG fuse | 57.68 | 0.5 | 28.84 | PC
2024-04-15 | LS-SF323 | 32A 3P FUSE SWITCH | LS | Fuse Switch | gG fuse | 192.61 | 0.5 | 96.305 | PC
2024-04-15 | LS-SF632 | 63A 2P FUSE SWITCH | LS | Fuse Switch | gG fuse | 125.66 | 0.5 | 62.83 | PC
2024-04-15 | LS-SF633 | 63A 3P FUSE SWITCH | LS | Fuse Switch | gG fuse | 197.76 | 0.5 | 98.88 | PC
2026-03-25 | LV429337 | Direct Rotary Handle(Black), CVS100/160/250 | SCHNEIDER | MCCB | CVS | 483 | 0.27677 | 133.6821 | PC
2026-03-25 | LV429338 | Extended rotary handle CVS100/160/250 | SCHNEIDER | MCCB | CVS | 652 | 0.27677 | 180.457 | PC
2026-03-25 | LV429344 | Keylock adapter (keylock not included) | SCHNEIDER | MCCB | CVS | 213 | 0.27677 | 58.953 | PC
2026-03-25 | LV429369 | Mechanical Interlocking for MCCB (With rotary handle) | SCHNEIDER | MCCB | CVS | 2001 | 0.27677 | 553.8257 | PC
2026-03-25 | LV429387 | Voltage release (SHT) for CVS100/160/250/400/630 | SCHNEIDER | MCCB | CVS | 555 | 0.27677 | 153.6098 | PC
2026-03-25 | LV429408 | Undervoltage release (UVR) | SCHNEIDER | MCCB | CVS | 777 | 0.27677 | 215.0538 | PC
2026-03-25 | LV429488 | VigiPacT Add-on Protection NSX100/160 (200 to 440V), 3P | SCHNEIDER | MCCB | NSX | 5426 | 0.27677 | 1501.7783 | PC
2026-03-25 | LV429489 | VigiPacT Add-on Protection NSX100/160 (200 to 440V), 4P | SCHNEIDER | MCCB | NSX | 5712 | 0.27677 | 1580.9358 | PC
2025-12-05 | LV432538 X 1 LV432532 X 1 LV432533 X 1 | ComPact NSX400/630 Withdrawable version = fixed/FC device +withdrawable kit (3P) | SCHNEIDER | MCCB | NSX | 7635 | 0.27677 | 2113.1731 | PC
2025-12-05 | LV432539 X 1 LV432532 X 1 LV432533 X 1 | ComPact NSX400/630 Withdrawable version = fixed/FC device +withdrawable kit (4P) | SCHNEIDER | MCCB | NSX | 8955 | 0.27677 | 2478.5154 | PC
2026-03-25 | LV432597 | Extended rotary handle CVS400/630 | SCHNEIDER | MCCB | CVS | 754 | 0.27677 | 208.688 | PC
2026-03-25 | LV432598 | Extended Rotary Handle, Standard Black Handle, CVS400/630 | SCHNEIDER | MCCB | CVS | 1061 | 0.27677 | 293.6577 | PC
2024-08-07 | LVR07500A40T | REACTOR 7% 67.9 KVAR | SCHNEIDER | Reactor | EASYCAN | 7534.5 | 0.30753 | 2317.0636 | PC
2024-04-15 | MC-100a with AC-75 | 89A 3P CONTACTOR FOR CAPACITOR (AC 6b)(50kVAR Cap. Bank c/w 7% reactor) | LS | Contactor | METASOL | 924 | 0.405 | 374.22 | PC
2024-04-15 | MC-100a with AC75 x 2sets | 178A 3P CONTACTOR (AC 6b)(100kVAR Cap. Bank c/w 7% reactor) | LS | Contactor | METASOL | 1848 | 0.405 | 748.44 | PC
2024-04-15 | MC-100a/4 | 100A 4P CONTACTOR | LS | Contactor | METASOL | 1772.4 | 0.405 | 717.822 | PC
2024-04-15 | MC100a-11 | 100A 3P CONTACTOR | LS | Contactor | METASOL | 756 | 0.405 | 306.18 | PC
2024-04-15 | MC-12a/4 | 12A 4P CONTACTOR | LS | Contactor | METASOL | 121.8 | 0.405 | 49.329 | PC
2024-04-15 | MC-12b with AC-9 | 18A 3P CONTACTOR FOR CAPACITOR (AC 6b)(5kVAR Cap. Bank c/w 7%) | LS | Contactor | METASOL | 232.05 | 0.405 | 93.9803 | PC
2024-04-15 | MC-12b-11 | 12A 3P CONTACTOR | LS | Contactor | METASOL | 106.05 | 0.405 | 42.9503 | PC
2024-04-15 | MC-130a/4 | 120A 4P CONTACTOR | LS | Contactor | METASOL | 1837.5 | 0.405 | 744.1875 | PC
2024-04-15 | MC-130a-11 | 130A 3P CONTACTOR | LS | Contactor | METASOL | 995.4 | 0.405 | 403.137 | PC
2024-04-15 | MC-150a/4 | 150A 4P CONTACTOR | LS | Contactor | METASOL | 2121 | 0.405 | 859.005 | PC
2024-04-15 | MC-150a-11 | 150A 3P CONTACTOR | LS | Contactor | METASOL | 1344 | 0.405 | 544.32 | PC
2024-04-15 | MC-185a/4 | 185A 4P CONTACTOR | LS | Contactor | METASOL | 2871.75 | 0.405 | 1163.0588 | PC
2024-04-15 | MC-185a-22 | 185A 3P CONTACTOR | LS | Contactor | METASOL | 1863.75 | 0.405 | 754.8188 | PC
2024-04-15 | MC-18a/4 | 18A 4P CONTACTOR | LS | Contactor | METASOL | 168 | 0.405 | 68.04 | PC
2024-04-15 | MC-18b-11 | 18A 3P CONTACTOR | LS | Contactor | METASOL | 120.75 | 0.405 | 48.9038 | PC
2024-04-15 | MC-225a/4 | 225A 4P CONTACTOR | LS | Contactor | METASOL | 3721.2 | 0.405 | 1507.086 | PC
2024-04-15 | MC-225a-22 | 225A 3P CONTACTOR | LS | Contactor | METASOL | 2297.4 | 0.405 | 930.447 | PC
2024-04-15 | MC-22a/4 | 22A 4P CONTACTOR | LS | Contactor | METASOL | 202.65 | 0.405 | 82.0733 | PC
2024-04-15 | MC-22b with AC-9 | 26A 3P CONTACTOR FOR CAPACITOR (AC 6b)(10kVAR Cap. Bank c/w 7% reactor) | LS | Contactor | METASOL | 278.25 | 0.405 | 112.6913 | PC
2024-04-15 | MC-22B-11 | 22A 3P CONTACTOR | LS | Contactor | METASOL | 147 | 0.405 | 59.535 | PC
2024-04-15 | MC-265a/4 | 265A 4P CONTACTOR | LS | Contactor | METASOL | 5643.75 | 0.405 | 2285.7188 | PC
2024-04-15 | MC-265a-22 | 265A 3P CONTACTOR | LS | Contactor | METASOL | 2882.25 | 0.405 | 1167.3112 | PC
2024-04-15 | MC-32a with AC-9 | 36A 3P CONTACTOR FOR CAPACITOR (AC 6b)(15kVAR Cap. Bank c/w 7% reactor) | LS | Contactor | METASOL | 294 | 0.405 | 119.07 | PC
2024-04-15 | MC-32a/4 | 32A 4P CONTACTOR | LS | Contactor | METASOL | 308.7 | 0.405 | 125.0235 | PC
2024-04-15 | MC-32a-11 | 32A 3P CONTACTOR | LS | Contactor | METASOL | 162.75 | 0.405 | 65.9138 | PC
2024-04-15 | MC-330a/4 | 330A 4P CONTACTOR | LS | Contactor | METASOL | 6562.5 | 0.405 | 2657.8125 | PC
2024-04-15 | MC-330a-22 | 330A 3P CONTACTOR | LS | Contactor | METASOL | 3061.8 | 0.405 | 1240.029 | PC
2024-04-15 | MC-400a/4 | 400A 4P CONTACTOR | LS | Contactor | METASOL | 6708.45 | 0.405 | 2716.9223 | PC
2024-04-15 | MC-400a-22 | 400A 3P CONTACTOR | LS | Contactor | METASOL | 3310.65 | 0.405 | 1340.8133 | PC
2024-04-15 | MC-40a with AC-9 | 48A 3P CONTACTOR FOR CAPACITOR (AC 6b)(20kVAR Cap. Bank c/w 7% reactor) | LS | Contactor | METASOL | 336 | 0.405 | 136.08 | PC
2024-04-15 | MC-40a/4 | 40A 4P CONTACTOR | LS | Contactor | METASOL | 359.1 | 0.405 | 145.4355 | PC
2024-04-15 | MC-40a-11 | 40A 3P CONTACTOR | LS | Contactor | METASOL | 204.75 | 0.405 | 82.9238 | PC
2024-04-15 | MC-500a/4 | 500A 4P CONTACTOR | LS | Contactor | METASOL | 8531.25 | 0.405 | 3455.1562 | PC
2024-04-15 | MC-500a-22 | 500A 3P CONTACTOR | LS | Contactor | METASOL | 7206.15 | 0.405 | 2918.4908 | PC
2024-04-15 | MC-50a with AC-9 | 58A 3P CONTACTOR FOR CAPACITOR (AC 6b)(25kVAR Cap. Bank c/w 7% reactor) | LS | Contactor | METASOL | 493.5 | 0.405 | 199.8675 | PC
2024-04-15 | MC-50a/4 | 50A 4P CONTACTOR | LS | Contactor | METASOL | 556.5 | 0.405 | 225.3825 | PC
2024-04-15 | MC-50a-11 | 50A 3P CONTACTOR | LS | Contactor | METASOL | 325.5 | 0.405 | 131.8275 | PC
2024-04-15 | MC-600a/4 | 600A 4P CONTACTOR | LS | Contactor | METASOL | 9040.5 | 0.405 | 3661.4025 | PC
2024-04-15 | MC-630a-22 | 630A 3P CONTACTOR | LS | Contactor | METASOL | 7612.5 | 0.405 | 3083.0625 | PC
2024-04-15 | MC-65a with AC-50 x 2sets | 132A 3P CONTACTOR (AC 6b)(60kVAR Cap. Bank c/w 7% reactor) | LS | Contactor | METASOL | 1631.7 | 0.405 | 660.8385 | PC
2024-04-15 | MC-65a with AC-75 | 66A 3P CONTACTOR (AC6b)(30kVAR Cap. Bank c/w 7% reactor) | LS | Contactor | METASOL | 609 | 0.405 | 246.645 | PC
2024-04-15 | MC-65a/4 | 65A 4P CONTACTOR | LS | Contactor | METASOL | 764.4 | 0.405 | 309.582 | PC
2024-04-15 | MC-65a-11 | 65A 3P CONTACTOR | LS | Contactor | METASOL | 441 | 0.405 | 178.605 | PC
2024-04-15 | MC-75a/4 | 75A 4P CONTACTOR | LS | Contactor | METASOL | 886.2 | 0.405 | 358.911 | PC
2024-04-15 | MC-75a-11 | 75A 3P CONTACTOR | LS | Contactor | METASOL | 507.15 | 0.405 | 205.3958 | PC
2024-04-15 | MC-800a/4 | 800A 4P CONTACTOR | LS | Contactor | METASOL | 10207.05 | 0.405 | 4133.8553 | PC
2024-04-15 | MC-800a-22 | 800A 3P CONTACTOR | LS | Contactor | METASOL | 9843.75 | 0.405 | 3986.7188 | PC
2024-04-15 | MC-85a with AC-75 | 87A 3P CONTACTOR (AC 6b)(40kVAR Cap. Bank c/w 7% reactor) | LS | Contactor | METASOL | 733.95 | 0.405 | 297.2498 | PC
2024-04-15 | MC-85a with AC-75 x 2sets | 174A 3P CONTACTOR (AC 6b)(80kVAR Cap. Bank c/w 7% reactor) | LS | Contactor | METASOL | 1904.7 | 0.405 | 771.4035 | PC
2024-04-15 | MC-85a/4 | 85A 4P CONTACTOR | LS | Contactor | METASOL | 900.9 | 0.405 | 364.8645 | PC
2024-04-15 | MC-85a-11 | 85A 3P CONTACTOR | LS | Contactor | METASOL | 565.95 | 0.405 | 229.2098 | PC
2024-04-15 | MC-9a/4 | 9A 4P CONTACTOR | LS | Contactor | METASOL | 109.2 | 0.405 | 44.226 | PC
2024-04-15 | MC-9b-11 | 9A 3P CONTACTOR | LS | Contactor | METASOL | 79.8 | 0.405 | 32.319 | PC
2026-01-27 | MD + CC NXA, NA8 | Motor charging device (MD) + Closing Coil (CC) | CHINT | ACB | NX | 2120 | 0.47156 | 999.6987 | PC
2026-01-27 | Mech Lock for 2 ACB, NXA, NA8 | Mechanical Interlock for 2 ACBs | CHINT | ACB | NX | 1790 | 0.47156 | 844.0852 | PC
2026-01-27 | Mech Lock for 3 ACB, NXA, NA8 | Mechanical Interlock for 3 ACBs | CHINT | ACB | NX | 3570 | 0.47156 | 1683.4549 | PC
2025-06-16 | MEM34LS | Electronic Energy Meter kWh | MUN HEAN | Meter | None | 354 | 1 | 354 | PC
2025-08-20 | METPM8240 | DIGITAL POWER METER | SCHNEIDER | DPM | None | 7500 | 1 | 7500 | PC
2020-07-07 | METSEPM1120HCL10RS | DIGITAL POWER METER | SCHNEIDER | DPM | None | 290 | 1 | 290 | PC
2024-08-07 | METSEPM2230 | DIGITAL POWER METER | SCHNEIDER | DPM | None | 3579 | 0.5 | 1789.5 | PC
2025-03-26 | METSEPM5100 | DIGITAL POWER METER | SCHNEIDER | DPM | None | 1700 | 1 | 1700 | PC
2024-06-07 | METSEPM5350 | DIGITAL POWER METER | SCHNEIDER | DPM | None | 1200 | 1 | 1200 | PC
2023-05-24 | MH MSC 12N | 12-STEPS POWER FACTOR REGULATOR, ECONOMICAL MODEL | Mun Hean | PF Regulator | PFR | 1140 | 0.57712 | 657.9225 | PC
2023-05-24 | MH MSC 6N | 6-STEPS POWER FACTOR REGULATOR, ECONOMICAL MODEL | MUN HEAN | PF Regulator | PFR | 863 | 0.57712 | 498.0589 | PC
2024-04-15 | MI-3 | M&E INTERLOCK (3WAY 3 ACB) | LS | ACB | METASOL | 7354.2 | 0.29525 | 2171.2908 | PC
2024-11-01 | MICROLOGIC 6.0E | Micrologic 6.0E | SCHNEIDER | ACB | NW | 8339 | 0.27677 | 2308.0223 | PC
2019-11-14 | MINI MCR-2-I-I-PT | Signal Conditioner, Signal Isolator - 4~20mA | Phoenix Contact | ISOLATOR | None | 495 | 1 | 495 | PC
2021-05-21 | Mini Siren | Mini siren | TK | Siren | None | 50 | 1 | 50 | PC
2023-05-24 | MK ZCT120S | Special core ZCT - 120mm | Mikro | ZCT | ZCT | 108 | 0.8 | 86.4 | PC
2023-05-24 | MK ZCT210S | Special core ZCT - 210mm | Mikro | ZCT | ZCT | 324 | 0.8 | 259.2 | PC
2023-05-24 | MK ZCT40S | Special core ZCT - 40mm | Mikro | ZCT | ZCT | 49 | 0.8 | 39.2 | PC
2023-05-24 | MK ZCT60S | Special core ZCT - 60mm | Mikro | ZCT | ZCT | 59 | 0.8 | 47.2 | PC
2023-05-24 | MK ZCT80S | Special core ZCT - 80mm | Mikro | ZCT | ZCT | 76 | 0.8 | 60.8 | PC
2023-11-09 | MK2200L | Combined OC & EF RELAY, Supply: 100-240 VAC or 140-340 VDC | MIKRO | OCEF | MK | 1296 | 0.8 | 1036.8 | PC
2022-04-12 | mkp 440V 100kVAR | 100kVAR 440V CAP BANK | ELECTRONICON | Cap. Bank | none | 920 | 1 | 920 | PC
2022-04-12 | mkp 440V 10kVAR | 10KVAR 440V CAP BANK | ELECTRONICON | Cap. Bank | None | 270 | 0.46 | 124.2 | PC
2022-04-12 | mkp 440V 12.5kVAR | 12.5kVAR 440V CAP BANK | ELECTRONICON | Cap. Bank | none | 310 | 0.46 | 142.6 | PC
2022-04-12 | mkp 440V 120kVAR | 120kVAR 440V CAP BANK | ELECTRONICON | Cap. Bank | none | 1104 | 1 | 1104 | PC
2022-04-12 | mkp 440V 150kVAR | 150kVAR 440V CAP BANK | ELECTRONICON | Cap. Bank | none | 1380 | 1 | 1380 | PC
2022-04-12 | mkp 440V 15kVAR | 15kVAR 440V CAP BANK | ELECTRONICON | Cap. Bank | none | 340 | 0.46 | 156.4 | PC
2022-04-12 | mkp 440V 160kVAR | 160kVAR 440V CAP BANK | ELECTRONICON | Cap. Bank | none | 1472 | 1 | 1472 | PC
2022-04-12 | mkp 440V 2.5kVAR | 2.5kAR 440V CAP BANK | ELECTRONICON | Cap. Bank | none | 160 | 0.46 | 73.6 | PC
2022-04-12 | mkp 440V 200kVAR | 200kVAR 440V CAP BANK | ELECTRONICON | Cap. Bank | none | 1840 | 1 | 1840 | PC
2022-04-12 | mkp 440V 20kVAR | 20KVAR 440V CAP BANK | ELECTRONICON | Cap. Bank | None | 184 | 1 | 184 | PC
2022-04-12 | mkp 440V 25kVAR | 25kVAR 440V CAP BANK | ELECTRONICON | Cap. Bank | none | 230 | 1 | 230 | PC
2022-04-12 | mkp 440V 30kVAR | 30KVAR 440V CAP BANK | ELECTRONICON | Cap. Bank | None | 276 | 1 | 276 | PC
2022-04-12 | mkp 440V 40kVAR | 40kVAR 440V CAP BANK | ELECTRONICON | Cap. Bank | none | 368 | 1 | 368 | PC
2022-04-12 | mkp 440V 50kVAR | 50KVAR 440V CAP BANK | ELECTRONICON | Cap. Bank | None | 460 | 1 | 460 | PC
2022-04-12 | mkp 440V 5kVAR | 5KVAR 440V CAP BANK | ELECTRONICON | Cap. Bank | None | 210 | 0.46 | 96.6 | PC
2022-04-12 | mkp 440V 60kVAR | 60kVAR 440V CAP BANK | ELECTRONICON | Cap. Bank | none | 552 | 1 | 552 | PC
2022-04-12 | mkp 440V 75kVAR | 75kVAR 440V CAP BANK | ELECTRONICON | Cap. Bank | none | 690 | 1 | 690 | PC
2022-04-12 | mkp 440V 80kVAR | 80kVAR 440V CAP BANK | ELECTRONICON | Cap. Bank | none | 736 | 1 | 736 | PC
2022-04-12 | mkpg 525V 100kVAR | 100kVAR 525V CAP BANK | ELECTRONICON | Cap. Bank | none | 1050 | 1 | 1050 | PC
2022-04-12 | mkpg 525V 10kVAR | 10kVAR 525V CAP BANK | ELECTRONICON | Cap. Bank | none | 310 | 0.46 | 142.6 | PC
2022-04-12 | mkpg 525V 12.5kVAR | 12.5kVAR 525V CAP BANK | ELECTRONICON | Cap. Bank | none | 350 | 0.46 | 161 | PC
2022-04-12 | mkpg 525V 120kVAR | 120kVAR 525V CAP BANK | ELECTRONICON | Cap. Bank | none | 1260 | 1 | 1260 | PC
2022-04-12 | mkpg 525V 150kVAR | 150kVAR 525V CAP BANK | ELECTRONICON | Cap. Bank | none | 1575 | 1 | 1575 | PC
2022-04-12 | mkpg 525V 15kVAR | 15kVAR 525V CAP BANK | ELECTRONICON | Cap. Bank | None | 400 | 0.46 | 184 | PC
2022-04-12 | mkpg 525V 160kVAR | 160kVAR 525V CAP BANK | ELECTRONICON | Cap. Bank | none | 1680 | 1 | 1680 | PC
2022-04-12 | mkpg 525V 2.5kVAR | 2.5kVAR 525V CAP BANK | ELECTRONICON | Cap. Bank | none | 250 | 0.46 | 115 | PC
2022-04-12 | mkpg 525V 200kVAR | 200kVAR 525V CAP BANK | ELECTRONICON | Cap. Bank | none | 2100 | 1 | 2100 | PC
2022-04-12 | mkpg 525V 20kVAR | 20kVAR 525V CAP BANK | ELECTRONICON | Cap. Bank | none | 210 | 1 | 210 | PC
2022-04-12 | mkpg 525V 25kVAR | 25kVAR 525V CAP BANK | ELECTRONICON | Cap. Bank | none | 262.5 | 1 | 262.5 | PC
2022-04-12 | mkpg 525V 30kVAR | 30KVAR 525V CAP BANK | ELECTRONICON | Cap. Bank | none | 315 | 1 | 315 | PC
2022-04-12 | mkpg 525V 40kVAR | 40kVAR 525V CAP BANK | ELECTRONICON | Cap. Bank | None | 420 | 1 | 420 | PC
2022-04-12 | mkpg 525V 50kVAR | 50KVAR 525V CAP BANK | ELECTRONICON | Cap. Bank | None | 525 | 1 | 525 | PC
2022-04-12 | mkpg 525V 5kVAR | 5kVAR 525V CAP BANK | ELECTRONICON | Cap. Bank | None | 260 | 0.46 | 119.6 | PC
2022-04-12 | mkpg 525V 60kVAR | 60kVAR 525V CAP BANK | ELECTRONICON | Cap. Bank | none | 630 | 1 | 630 | PC
2022-04-12 | mkpg 525V 75kVAR | 75kVAR 525V CAP BANK | ELECTRONICON | Cap. Bank | None | 787.5 | 1 | 787.5 | PC
2022-04-12 | mkpg 525V 80kVAR | 80kVAR 525V CAP BANK | ELECTRONICON | Cap. Bank | none | 840 | 1 | 840 | PC
2023-05-12 | MM4P AC240 | Power Relay, MM4P | Omron | Relay | None | 271 | 1 | 271 | PC
2024-04-15 | MOP1 | Motorised - FROM 16A TO 160A | LS | MCCB | SUSOL | 2721.26 | 0.29525 | 803.4384 | PC
2024-04-15 | MOP2 | Motorised - FROM 200A TO 250A | LS | MCCB | SUSOL | 3419.6 | 0.29525 | 1009.6198 | PC
2024-04-15 | MOP3 | Motorised - FROM 300A TO 630A | LS | MCCB | SUSOL | 4466.08 | 0.29525 | 1318.5878 | PC
2026-06-16 | MS116 - 2.50 1SAM250000R1007 | 1.6…2.5A 3P 50kA MPCB | ABB | MPCB | MS116 | 312 | 0.3323 | 103.6776 | PC
2026-06-16 | MS116 - 6.30 1SAM250000R1009 | 4…6.3A 3P 50kA MPCB | ABB | MPCB | MS116 | 312 | 0.3323 | 103.6776 | PC
2024-04-15 | MT/CC | Motor Charging Device(AC/DC 200V-250V) & Closing Coil (200V-250V) | LS | ACB | METASOL | 3580.28 | 0.29525 | 1057.0598 | PC
2024-04-15 | MT-150 | THERMOL OVERLOAD RELAY 54<I<150A | LS | TOR | METASOL | 472.5 | 0.405 | 191.3625 | PC
2024-04-15 | MT-225 | THERMOL OVERLOAD RELAY 85<I<240A | LS | TOR | METASOL | 735 | 0.405 | 297.675 | PC
2024-04-15 | MT-32/3H19 | THERMOL OVERLOAD RELAY 9<I<22A | LS | TOR | METASOL | 102.9 | 0.405 | 41.6745 | PC
2024-04-15 | MT-32/3H34 | THERMOL OVERLOAD RELAY 18<I<40A | LS | TOR | METASOL | 111.3 | 0.405 | 45.0765 | PC
2024-04-15 | MT-32/3H7.5 | THERMOL OVERLOAD RELAY <9A | LS | TOR | METASOL | 97.65 | 0.405 | 39.5483 | PC
2024-04-15 | MT-400 | THERMOL OVERLOAD RELAY 100<I<400A | LS | TOR | METASOL | 1084.65 | 0.405 | 439.2833 | PC
2024-04-15 | MT-63 | THERMOL OVERLOAD RELAY 18<I<65A | LS | TOR | METASOL | 168 | 0.405 | 68.04 | PC
2024-04-15 | MT-800 | THERMOL OVERLOAD RELAY 260<I<800 | LS | TOR | METASOL | 2493.75 | 0.405 | 1009.9688 | PC
2024-04-15 | MT-95 | THERMOL OVERLOAD RELAY 18<I<100A | LS | TOR | METASOL | 321.3 | 0.405 | 130.1265 | PC
2020-01-05 | Mtr Box Flr. Std W/P | W/P Floor standing Meter Box | TK | Meter box | None | 1200 | 1 | 1200 | PC
2021-07-16 | Mtr Box Wl Type | 3P & 1P Meter Box | TK | Meter box | None | 400 | 1 | 400 | PC
2026-07-10 | MVS08H3MW0PS | 800A 3P 65kA ACB | SCHNEIDER | ACB | MVS | 22135 | 0.30541 | 6760.2504 | PC
2026-07-10 | MVS08H4MW0PS | 800A 4P 65kA ACB | SCHNEIDER | ACB | MVS | 26347 | 0.30541 | 8046.6373 | PC
2026-07-10 | MVS08N3MW0PS | 800A 3P 50kA ACB | SCHNEIDER | ACB | MVS | 18814 | 0.30541 | 5745.9837 | PC
2026-07-10 | MVS08N4MW0PS | 800A 4P 50kA ACB | SCHNEIDER | ACB | MVS | 22388 | 0.30541 | 6837.5191 | PC
2026-07-10 | MVS10H3MW0PS | 1000A 3P 65kA ACB | SCHNEIDER | ACB | MVS | 22907 | 0.30541 | 6996.0269 | PC
2026-07-10 | MVS10H4MW0PS | 1000A 4P 65kA ACB | SCHNEIDER | ACB | MVS | 28712 | 0.30541 | 8768.9319 | PC
2026-07-10 | MVS10N3MW0PS | 1000A 3P 50kA ACB | SCHNEIDER | ACB | MVS | 19478 | 0.30541 | 5948.776 | PC
2026-07-10 | MVS10N4MW0PS | 1000A 4P 50kA ACB | SCHNEIDER | ACB | MVS | 24408 | 0.30541 | 7454.4473 | PC
2026-07-10 | MVS12H3MW0PS | 1250A 3P 65kA ACB | SCHNEIDER | ACB | MVS | 24851 | 0.30541 | 7589.7439 | PC
2026-07-10 | MVS12H4MW0PS | 1250A 4P 65kA ACB | SCHNEIDER | ACB | MVS | 30478 | 0.30541 | 9308.286 | PC
2026-07-10 | MVS12N3MW0PS | 1250A 3P 50kA ACB | SCHNEIDER | ACB | MVS | 21092 | 0.30541 | 6441.7077 | PC
2026-07-10 | MVS12N4MW0PS | 1250A 4P 50kA ACB | SCHNEIDER | ACB | MVS | 25650 | 0.30541 | 7833.7665 | PC
2026-07-10 | MVS16H3MW0PS | 1600A 3P 65kA ACB | SCHNEIDER | ACB | MVS | 26654 | 0.30541 | 8140.3981 | PC
2026-07-10 | MVS16H4MW0PS | 1600A 4P 65kA ACB | SCHNEIDER | ACB | MVS | 32195 | 0.30541 | 9832.675 | PC
2026-07-10 | MVS16N3MW0PS | 1600A 3P 50kA ACB | SCHNEIDER | ACB | MVS | 22658 | 0.30541 | 6919.9798 | PC
2026-07-10 | MVS16N4MW0PS | 1600A 4P 50kA ACB | SCHNEIDER | ACB | MVS | 27356 | 0.30541 | 8354.796 | PC
2026-07-10 | MVS20H3MW0PS | 2000A 3P 65kA ACB | SCHNEIDER | ACB | MVS | 36266 | 0.30541 | 11075.9991 | PC
2026-07-10 | MVS20H4MW0PS | 2000A 4P 65kA ACB | SCHNEIDER | ACB | MVS | 43492 | 0.30541 | 13282.8917 | PC
2026-07-10 | MVS20N3MW0PS | 2000A 3P 50kA ACB | SCHNEIDER | ACB | MVS | 30834 | 0.30541 | 9417.0119 | PC
2026-07-10 | MVS20N4MW0PS | 2000A 4P 50kA ACB | SCHNEIDER | ACB | MVS | 36963 | 0.30541 | 11288.8698 | PC
2026-07-10 | MVS21804 | Closing Release, XF (Drawout) - 200 - 250VAC/DC | SCHNEIDER | ACB | MVS | 1111 | 0.30541 | 339.3105 | PC
2026-07-10 | MVS25H3MW0PS | 2500A 3P 65kA ACB | SCHNEIDER | ACB | MVS | 45128 | 0.30541 | 13782.5425 | PC
2026-07-10 | MVS25H4MW0PS | 2500A 4P 65kA ACB | SCHNEIDER | ACB | MVS | 52596 | 0.30541 | 16063.3444 | PC
2026-07-10 | MVS25N3MW0PS | 2500A 3P 50kA ACB | SCHNEIDER | ACB | MVS | 38356 | 0.30541 | 11714.306 | PC
2026-07-10 | MVS25N4MW0PS | 2500A 4P 50kA ACB | SCHNEIDER | ACB | MVS | 44707 | 0.30541 | 13653.9649 | PC
2026-07-10 | MVS32H3MW0PS | 3200A 3P 65kA ACB | SCHNEIDER | ACB | MVS | 56857 | 0.30541 | 17364.6964 | PC
2026-07-10 | MVS32H4MW0PS | 3200A 4P 65kA ACB | SCHNEIDER | ACB | MVS | 66517 | 0.30541 | 20314.957 | PC
2026-07-10 | MVS32N3MW0PS | 3200A 3P 50kA ACB | SCHNEIDER | ACB | MVS | 48330 | 0.30541 | 14760.4653 | PC
2026-07-10 | MVS32N4MW0PS | 3200A 4P 50kA ACB | SCHNEIDER | ACB | MVS | 56538 | 0.30541 | 17267.2706 | PC
2026-07-10 | MVS40H3MW0PS | 4000A 3P 65kA ACB | SCHNEIDER | ACB | MVS | 68688 | 0.30541 | 20978.0021 | PC
2026-07-10 | MVS40H4MW0PS | 4000A 4P 65kA ACB | SCHNEIDER | ACB | MVS | 77177 | 0.30541 | 23570.6276 | PC
2026-07-10 | MVS40N3MW0PS | 4000A 3P 50kA ACB | SCHNEIDER | ACB | MVS | 58379 | 0.30541 | 17829.5304 | PC
2026-07-10 | MVS40N4MW0PS | 4000A 4P 50kA ACB | SCHNEIDER | ACB | MVS | 66814 | 0.30541 | 20405.6637 | PC
2021-09-17 | MW1* | Mechanical Interlock for 2ACBs (wire) | FUJI | ACB | BT3 | 0.31165 | 3800 | 1184.2605 | PC
2021-09-17 | MW2* | Mechanical Interlock for 3ACBs (wire) | FUJI | ACB | BT3 | 0.31165 | 6900 | 2150.3678 | PC
2023-05-24 | MX100-400 | 3-Phase Sequence Voltage Relay | Mikro | Relay | MX | 71 | 0.8 | 56.8 | PC
2023-05-24 | MX50-400 | Phase Loss Monitoring Relay | MIKRO | Relay | MX | 59 | 0.8 | 47.2 | PC
2023-02-18 | MY2K DC24 + PYF14A-N BY OMZ | Latching Relay, Omron with based | Omron | Relay | None | 86.7 | 1 | 86.7 | PC
2024-04-15 | N70S | DIRECT ROTARY HANDLE - FROM 300A TO 400A | LS | MCCB | METASOL | 480.9 | 0.29525 | 141.9833 | PC
2024-04-15 | N80S | DIRECT ROTARY HANDLE - FROM 500A TO 800A | LS | MCCB | METASOL | 480.9 | 0.29525 | 141.9833 | PC
2026-01-27 | NA8-4000 4000A | 4000A 4P 100kA ACB | CHINT | ACB | NX | 57096 | 0.47156 | 26923.9614 | PC
2026-01-27 | NA8-7500 4000A | 4000A 4P 135kA ACB | CHINT | ACB | NX | 83265 | 0.47156 | 39264.1103 | PC
2026-01-27 | NA8-7500 5000A | 5000A 4P 135kA ACB | CHINT | ACB | NX | 95159 | 0.47156 | 44872.7974 | PC
2026-01-27 | NA8-7500 6300A | 6300A 4P 135kA ACB | CHINT | ACB | NX | 107053 | 0.47156 | 50481.4845 | PC
2026-01-27 | NB1 S9 | Shunt Trip for NB1 | CHINT | MCB | NB1 | 69 | 0.47156 | 32.5374 | PC
2026-01-27 | NB1-63 1P 40A | 6A ~ 40A 1P 6kA MCB | CHINT | MCB | NB1 | 17.3 | 0.47156 | 8.1579 | PC
2026-01-27 | NB1-63 1P 63A | 50 ~ 63A 1P 6kA MCB | CHINT | MCB | NB1 | 19.1 | 0.47156 | 9.0067 | PC
2026-01-27 | NB1-63 2P 40A | 6A ~ 40A 2P 6kA MCB | CHINT | MCB | NB1 | 33.9 | 0.47156 | 15.9857 | PC
2026-01-27 | NB1-63 2P 63A | 50 ~ 63A 2P 6kA MCB | CHINT | MCB | NB1 | 42.3 | 0.47156 | 19.9468 | PC
2026-01-27 | NB1-63 3P 40A | 6A ~ 40A 3P 6kA MCB | CHINT | MCB | NB1 | 51.8 | 0.47156 | 24.4266 | PC
2026-01-27 | NB1-63 3P 63A | 50 ~ 63A 3P 6kA MCB | CHINT | MCB | NB1 | 57.8 | 0.47156 | 27.2559 | PC
2026-01-27 | NB1-63 4P 40A | 6A ~ 40A 4P 6kA MCB | CHINT | MCB | NB1 | 107.2 | 0.47156 | 50.5508 | PC
2026-01-27 | NB1-63 4P 63A | 50 ~ 63A 4P 6kA MCB | CHINT | MCB | NB1 | 119 | 0.47156 | 56.1152 | PC
2026-01-27 | NB1-63H 1P 40A | 6A ~ 40A 1P 10kA MCB | CHINT | MCB | NB1 | 22.1 | 0.47156 | 10.4214 | PC
2026-01-27 | NB1-63H 1P 63A | 50 ~ 63A 1P 10kA MCB | CHINT | MCB | NB1 | 25.1 | 0.47156 | 11.8361 | PC
2026-01-27 | NB1-63H 2P 40A | 6A ~ 40A 2P 10KA MCB | CHINT | MCB | NB1 | 51.2 | 0.47156 | 24.1437 | PC
2026-01-27 | NB1-63H 2P 63A | 50 ~ 63A 2P 10kA MCB | CHINT | MCB | NB1 | 59 | 0.47156 | 27.8218 | PC
2026-01-27 | NB1-63H 3P 40A | 6A ~ 40A 3P 10kA MCB | CHINT | MCB | NB1 | 76.8 | 0.47156 | 36.2155 | PC
2026-01-27 | NB1-63H 3P 63A | 50 ~ 63A 3P 10kA MCB | CHINT | MCB | NB1 | 84 | 0.47156 | 39.6107 | PC
2026-01-27 | NB1-63H 4P 40A | 6A ~ 40A 4P 10kA MCB | CHINT | MCB | NB1 | 119 | 0.47156 | 56.1152 | PC
2026-01-27 | NB1-63H 4P 63A | 50 ~ 63A 4P 10kA MCB | CHINT | MCB | NB1 | 142.9 | 0.47156 | 67.3854 | PC
2026-01-27 | NB1L-40 1P+N 100mA | 16A ~ 40A 1P+N 100mA RCBO | CHINT | RCBO | NB1L | 131 | 0.47156 | 61.7738 | PC
2026-01-27 | NB1L-40 1P+N 300mA | 16A ~ 40A 1P+N 300mA RCBO | CHINT | RCBO | NB1L | 131 | 0.47156 | 61.7738 | PC
2026-01-27 | NB1L-40 1P+N 30mA | 16A ~ 40A 1P+N 30mA RCBO | CHINT | RCBO | NB1L | 131 | 0.47156 | 61.7738 | PC
2026-01-27 | NB1L-40 2P 100mA | 16A ~ 40A 2P 100mA RCBO | CHINT | RCBO | NB1L | 167 | 0.47156 | 78.7499 | PC
2026-01-27 | NB1L-40 2P 300mA | 16A ~ 40A 2P 300mA RCBO | CHINT | RCBO | NB1L | 167 | 0.47156 | 78.7499 | PC
2026-01-27 | NB1L-40 2P 30mA | 16A ~ 40A 2P 30mA RCBO | CHINT | RCBO | NB1L | 167 | 0.47156 | 78.7499 | PC
2026-01-27 | NB1L-40 3P 100mA | 16A ~ 40A 3P 100mA RCBO | CHINT | RCBO | NB1L | 239 | 0.47156 | 112.7019 | PC
2026-01-27 | NB1L-40 3P 300mA | 16A ~ 40A 3P 300mA RCBO | CHINT | RCBO | NB1L | 239 | 0.47156 | 112.7019 | PC
2026-01-27 | NB1L-40 3P 30mA | 16A ~ 40A 3P 30mA RCBO | CHINT | RCBO | NB1L | 239 | 0.47156 | 112.7019 | PC
2026-01-27 | NB1L-40 3P+N 100mA | 16A ~ 40A 3P+N 100mA RCBO | CHINT | RCBO | NB1L | 286 | 0.47156 | 134.865 | PC
2026-01-27 | NB1L-40 3P+N 300mA | 16A ~ 40A 3P+N 300mA RCBO | CHINT | RCBO | NB1L | 286 | 0.47156 | 134.865 | PC
2026-01-27 | NB1L-40 3P+N 30mA | 16A ~ 40A 3P+N 30mA RCBO | CHINT | RCBO | NB1L | 286 | 0.47156 | 134.865 | PC
2026-01-27 | NB1L-40 4P 100mA | 16A ~ 40A 4P 100mA RCBO | CHINT | RCBO | NB1L | 334 | 0.47156 | 157.4997 | PC
2026-01-27 | NB1L-40 4P 300mA | 16A ~ 40A 4P 300mA RCBO | CHINT | RCBO | NB1L | 334 | 0.47156 | 157.4997 | PC
2026-01-27 | NB1L-40 4P 30mA | 16A ~ 40A 4P 30mA RCBO | CHINT | RCBO | NB1L | 334 | 0.47156 | 157.4997 | PC
2026-01-27 | NB1L-63 1P+N 100mA | 50A, 63A 1P+N 100mA RCBO | CHINT | RCBO | NB1L | 179 | 0.47156 | 84.4085 | PC
2026-01-27 | NB1L-63 1P+N 300mA | 50A, 63A 1P+N 300mA RCBO | CHINT | RCBO | NB1L | 179 | 0.47156 | 84.4085 | PC
2026-01-27 | NB1L-63 1P+N 30mA | 50A, 63A 1P+N 30mA RCBO | CHINT | RCBO | NB1L | 179 | 0.47156 | 84.4085 | PC
2026-01-27 | NB1L-63 2P 100mA | 50A, 63A 2P 100mA RCBO | CHINT | RCBO | NB1L | 215 | 0.47156 | 101.3845 | PC
2026-01-27 | NB1L-63 2P 300mA | 50A, 63A 2P 300mA RCBO | CHINT | RCBO | NB1L | 215 | 0.47156 | 101.3845 | PC
2026-01-27 | NB1L-63 2P 30mA | 50A, 63A 2P 30mA RCBO | CHINT | RCBO | NB1L | 215 | 0.47156 | 101.3845 | PC
2026-01-27 | NB1L-63 3P 100mA | 50A, 63A 3P 100mA RCBO | CHINT | RCBO | NB1L | 286 | 0.47156 | 134.865 | PC
2026-01-27 | NB1L-63 3P 300mA | 50A, 63A 3P 300mA RCBO | CHINT | RCBO | NB1L | 286 | 0.47156 | 134.865 | PC
2026-01-27 | NB1L-63 3P 30mA | 50A, 63A 3P 30mA RCBO | CHINT | RCBO | NB1L | 286 | 0.47156 | 134.865 | PC
2026-01-27 | NB1L-63 3P+N 100mA | 50A, 63A 3P+N 100mA RCBO | CHINT | RCBO | NB1L | 334 | 0.47156 | 157.4997 | PC
2026-01-27 | NB1L-63 3P+N 300mA | 50A, 63A 3P+N 300mA RCBO | CHINT | RCBO | NB1L | 334 | 0.47156 | 157.4997 | PC
2026-01-27 | NB1L-63 3P+N 30mA | 50A, 63A 3P+N 30mA RCBO | CHINT | RCBO | NB1L | 334 | 0.47156 | 157.4997 | PC
2026-01-27 | NB1L-63 4P 100mA | 50A, 63A 4P 100mA RCBO | CHINT | RCBO | NB1L | 381 | 0.47156 | 179.6628 | PC
2026-01-27 | NB1L-63 4P 300mA | 50A, 63A 4P 300mA RCBO | CHINT | RCBO | NB1L | 381 | 0.47156 | 179.6628 | PC
2026-01-27 | NB1L-63 4P 30mA | 50A, 63A 4P 30mA RCBO | CHINT | RCBO | NB1L | 381 | 0.47156 | 179.6628 | PC
2026-01-27 | NBH8LE | 25A, 40A 1P+N 10mA RCBO | CHINT | RCBO | NBH | 144 | 0.47156 | 67.9041 | PC
2022-12-20 | NF125-CV 100A 2P | 100A 2P 30kA MCCB, ICS = 50%ICU, FIXED RATING | MITSUBISHI | MCCB | WS-V | 275 | 0.63 | 173.25 | PC
2022-12-20 | NF125-CV 125A 2P | 125A 2P 30kA MCCB, ICS = 50%ICU, FIXED RATING | MITSUBISHI | MCCB | WS-V | 275 | 0.63 | 173.25 | PC
2022-12-20 | NF125-CV 75A 2P | 75A 2P 30kA MCCB, ICS = 50%ICU, FIXED RATING | MITSUBISHI | MCCB | WS-V | 275 | 0.63 | 173.25 | PC
2022-12-20 | NF125-CV 80A 2P | 80A 2P 30kA MCCB, ICS = 50%ICU, FIXED RATING | MITSUBISHI | MCCB | WS-V | 275 | 0.63 | 173.25 | PC
2022-12-20 | NF125-SV 100A 2P | 100A 2P 50kA MCCB, ICS=100%ICU, FIXED RATING | MITSUBISHI | MCCB | WS-V | 330 | 0.63 | 207.9 | PC
2022-12-20 | NF125-SV 100A 3P | 100A 3P 30kA MCCB, ICS=100%ICU, FIXED RATING | MITSUBISHI | MCCB | WS-V | 337 | 0.63 | 212.31 | PC
2022-12-20 | NF125-SV 125A 2P | 125A 2P 50kA MCCB, ICS=100%ICU, FIXED RATING | MITSUBISHI | MCCB | WS-V | 330 | 0.63 | 207.9 | PC
2022-12-20 | NF125-SV 16A 2P | 16A 2P 50kA MCCB, ICS=100%ICU, FIXED RATING | MITSUBISHI | MCCB | WS-V | 330 | 0.63 | 207.9 | PC
2022-12-20 | NF125-SV 16A 3P | 16A 3P 30kA MCCB, ICS=100%ICU, FIXED RATING | MITSUBISHI | MCCB | WS-V | 337 | 0.63 | 212.31 | PC
2022-12-20 | NF125-SV 20A 2P | 20A 2P 50kA MCCB, ICS=100%ICU, FIXED RATING | MITSUBISHI | MCCB | WS-V | 330 | 0.63 | 207.9 | PC
2022-12-20 | NF125-SV 20A 3P | 20A 3P 30kA MCCB, ICS=100%ICU, FIXED RATING | MITSUBISHI | MCCB | WS-V | 337 | 0.63 | 212.31 | PC
2022-12-20 | NF125-SV 32A 2P | 32A 2P 50kA MCCB, ICS=100%ICU, FIXED RATING | MITSUBISHI | MCCB | WS-V | 330 | 0.63 | 207.9 | PC
2022-12-20 | NF125-SV 32A 3P | 32A 3P 30kA MCCB, ICS=100%ICU, FIXED RATING | MITSUBISHI | MCCB | WS-V | 337 | 0.63 | 212.31 | PC
2022-12-20 | NF125-SV 40A 2P | 40A 2P 50kA MCCB, ICS=100%ICU, FIXED RATING | MITSUBISHI | MCCB | WS-V | 330 | 0.63 | 207.9 | PC
2022-12-20 | NF125-SV 40A 3P | 40A 3P 30kA MCCB, ICS=100%ICU, FIXED RATING | MITSUBISHI | MCCB | WS-V | 337 | 0.63 | 212.31 | PC
2022-12-20 | NF125-SV 50A 2P | 50A 2P 50kA MCCB, ICS=100%ICU, FIXED RATING | MITSUBISHI | MCCB | WS-V | 330 | 0.63 | 207.9 | PC
2022-12-20 | NF125-SV 50A 3P | 50A 3P 30kA MCCB, ICS=100%ICU, FIXED RATING | MITSUBISHI | MCCB | WS-V | 337 | 0.63 | 212.31 | PC
2022-12-20 | NF125-SV 63A 2P | 63A 2P 50kA MCCB, ICS=100%ICU, FIXED RATING | MITSUBISHI | MCCB | WS-V | 330 | 0.63 | 207.9 | PC
2022-12-20 | NF125-SV 63A 3P | 63A 3P 30kA MCCB, ICS=100%ICU, FIXED RATING | MITSUBISHI | MCCB | WS-V | 337 | 0.63 | 212.31 | PC
2022-12-20 | NF125-SV 75A 2P | 75A 2P 50kA MCCB, ICS=100%ICU, FIXED RATING | MITSUBISHI | MCCB | WS-V | 330 | 0.63 | 207.9 | PC
2022-12-20 | NF125-SV 75A 3P | 75A 3P 30kA MCCB, ICS=100%ICU, FIXED RATING | MITSUBISHI | MCCB | WS-V | 337 | 0.63 | 212.31 | PC
2022-12-20 | NF125-SV 80A 2P | 80A 2P 50kA MCCB, ICS=100%ICU, FIXED RATING | MITSUBISHI | MCCB | WS-V | 330 | 0.63 | 207.9 | PC
2022-12-20 | NF125-SV 80A 3P | 80A 3P 30kA MCCB, ICS=100%ICU, FIXED RATING | MITSUBISHI | MCCB | WS-V | 337 | 0.63 | 212.31 | PC
2022-12-20 | NF32-SV 10A 2P | 10A 2P 5kA MCCB, ICS = 100%ICU, FIXED RATING | MITSUBISHI | MCCB | WS-V | 150 | 0.63 | 94.5 | PC
2022-12-20 | NF32-SV 10A 3P | 10A 3P 7.5kA MCCB, ICS=100%ICU, FIXED RATING | MITSUBISHI | MCCB | WS-V | 170 | 0.63 | 107.1 | PC
2022-12-20 | NF32-SV 16A 2P | 16A 2P 5kA MCCB, ICS = 100%ICU, FIXED RATING | MITSUBISHI | MCCB | WS-V | 150 | 0.63 | 94.5 | PC
2022-12-20 | NF32-SV 16A 3P | 16A 3P 7.5kA MCCB, ICS=100%ICU, FIXED RATING | MITSUBISHI | MCCB | WS-V | 170 | 0.63 | 107.1 | PC
2022-12-20 | NF32-SV 20A 2P | 20A 2P 5kA MCCB, ICS = 100%ICU, FIXED RATING | MITSUBISHI | MCCB | WS-V | 150 | 0.63 | 94.5 | PC
2022-12-20 | NF32-SV 20A 3P | 20A 3P 7.5kA MCCB, ICS=100%ICU, FIXED RATING | MITSUBISHI | MCCB | WS-V | 170 | 0.63 | 107.1 | PC
2022-12-20 | NF32-SV 32A 2P | 32A 2P 5kA MCCB, ICS = 100%ICU, FIXED RATING | MITSUBISHI | MCCB | WS-V | 150 | 0.63 | 94.5 | PC
2022-12-20 | NF32-SV 32A 3P | 32A 3P 7.5kA MCCB, ICS=100%ICU, FIXED RATING | MITSUBISHI | MCCB | WS-V | 170 | 0.63 | 107.1 | PC
2022-12-20 | NF32-SV 3A 2P | 3A 2P 5kA MCCB, ICS = 100%ICU, FIXED RATING | MITSUBISHI | MCCB | WS-V | 150 | 0.63 | 94.5 | PC
2022-12-20 | NF32-SV 3A 3P | 3A 3P 7.5kA MCCB, ICS=100%ICU, FIXED RATING | MITSUBISHI | MCCB | WS-V | 170 | 0.63 | 107.1 | PC
2022-12-20 | NF32-SV 6A 2P | 6A 2P 5kA MCCB, ICS = 100%ICU, FIXED RATING | MITSUBISHI | MCCB | WS-V | 150 | 0.63 | 94.5 | PC
2022-12-20 | NF32-SV 6A 3P | 6A 3P 7.5kA MCCB, ICS=100%ICU, FIXED RATING | MITSUBISHI | MCCB | WS-V | 170 | 0.63 | 107.1 | PC
2022-12-20 | NF63-SV 10A 2P | 10A 2P 15kA MCCB, ICS = 100%ICU, FIXED RATING | MITSUBISHI | MCCB | WS-V | 180 | 0.63 | 113.4 | PC
2022-12-20 | NF63-SV 16A 2P | 16A 2P 15kA MCCB, ICS = 100%ICU, FIXED RATING | MITSUBISHI | MCCB | WS-V | 180 | 0.63 | 113.4 | PC
2022-12-20 | NF63-SV 20A 2P | 20A 2P 15kA MCCB, ICS = 100%ICU, FIXED RATING | MITSUBISHI | MCCB | WS-V | 180 | 0.63 | 113.4 | PC
2022-12-20 | NF63-SV 25A 2P | 25A 2P 15kA MCCB, ICS = 100%ICU, FIXED RATING | MITSUBISHI | MCCB | WS-V | 180 | 0.63 | 113.4 | PC
2022-12-20 | NF63-SV 32A 2P | 32A 2P 15kA MCCB, ICS = 100%ICU, FIXED RATING | MITSUBISHI | MCCB | WS-V | 180 | 0.63 | 113.4 | PC
2022-12-20 | NF63-SV 40A 2P | 40A 2P 15kA MCCB, ICS = 100%ICU, FIXED RATING | MITSUBISHI | MCCB | WS-V | 180 | 0.63 | 113.4 | PC
2022-12-20 | NF63-SV 50A 2P | 50A 2P 15kA MCCB, ICS = 100%ICU, FIXED RATING | MITSUBISHI | MCCB | WS-V | 180 | 0.63 | 113.4 | PC
2022-12-20 | NF63-SV 63A 2P | 63A 2P 15kA MCCB, ICS = 100%ICU, FIXED RATING | MITSUBISHI | MCCB | WS-V | 180 | 0.63 | 113.4 | PC
2024-05-02 | NH2-2-32 | 32A 2P ISOLATOR | CHINT | ISOLATOR | NH2 | 26 | 0.47156 | 12.2605 | PC
2024-05-02 | NH2-2-63 | 63A 2P ISOLATOR | CHINT | ISOLATOR | NH2 | 30 | 0.47156 | 14.1467 | PC
2024-05-02 | NH2-3-100 | 100A 3P ISOLATOR | CHINT | ISOLATOR | NH2 | 116 | 0.47156 | 54.7005 | PC
2024-05-02 | NH2-3-32 | 32A 3P ISOLATOR | CHINT | ISOLATOR | NH2 | 49 | 0.47156 | 23.1062 | PC
2024-05-02 | NH2-3-63 | 63A 3P ISOLATOR | CHINT | ISOLATOR | NH2 | 58 | 0.47156 | 27.3502 | PC
2026-01-27 | NL1-100 100A 0.03(30mA) 2P ELCB | 100A 2P 30mA ELCB | CHINT | RCCB | NL1 | 263 | 0.47156 | 124.0192 | PC
2026-01-27 | NL1-100 100A 0.03(30mA) 4P ELCB | 100A 4P 30mA ELCB | CHINT | RCCB | NL1 | 509 | 0.47156 | 240.022 | PC
2026-01-27 | NL1-100 100A 0.1(100mA) 2P ELCB | 100A 2P 100mA ELCB | CHINT | RCCB | NL1 | 239 | 0.47156 | 112.7019 | PC
2026-01-27 | NL1-100 100A 0.1(100mA) 4P ELCB | 100A 4P 100mA ELCB | CHINT | RCCB | NL1 | 451 | 0.47156 | 212.6718 | PC
2026-01-27 | NL1-100 100A 0.3(300mA) 4P ELCB | 100A 4P 300mA ELCB | CHINT | RCCB | NL1 | 415 | 0.47156 | 195.6957 | PC
2026-01-28 | NL1-100/100+AR008 100A 100mA 2P | 100A 2P 100mA ELCB + Auto Reset | CHINT | RCCB | NL1 | 1080 | 0.47156 | 509.2805 | PC
2026-01-28 | NL1-100/100+AR008 100A 100mA 4P | 100A 4P 100mA ELCB + Auto Reset | CHINT | RCCB | NL1 | 1292 | 0.47156 | 609.2504 | PC
2026-01-28 | NL1-100/100+AR008 100A 30mA 2P | 100A 2P 30mA ELCB + Auto Reset | CHINT | RCCB | NL1 | 1103 | 0.47156 | 520.1263 | PC
2026-01-28 | NL1-100/100+AR008 100A 30mA 4P | 100A 4P 30mA ELCB + Auto Reset | CHINT | RCCB | NL1 | 1350 | 0.47156 | 636.6006 | PC
2026-01-28 | NL1-100/100+AR008 300A 100mA 4P | 100A 4P 300mA ELCB + Auto Reset | CHINT | RCCB | NL1 | 1256 | 0.47156 | 592.2743 | PC
2026-01-28 | NL1-63 25A 0.01(10mA) 2P ELCB | 25A 2P 10mA ELCB | CHINT | RCCB | NL1 | 144 | 0.47156 | 67.9041 | PC
2026-01-28 | NL1-63 40A 0.03(30mA) 2P ELCB | 40A 2P 30mA ELCB | CHINT | RCCB | NL1 | 120 | 0.47156 | 56.5867 | PC
2026-01-28 | NL1-63 40A 0.03(30mA) 4P ELCB | 40A 4P 30mA ELCB | CHINT | RCCB | NL1 | 191 | 0.47156 | 90.0672 | PC
2026-01-28 | NL1-63 40A 0.1(100mA) 2P ELCB | 40A 2P 100mA ELCB | CHINT | RCCB | NL1 | 85 | 0.47156 | 40.0823 | PC
2026-01-28 | NL1-63 40A 0.1(100mA) 4P ELCB | 40A 4P 100mA ELCB | CHINT | RCCB | NL1 | 154 | 0.47156 | 72.6196 | PC
2026-01-28 | NL1-63 40A 0.3(300mA) 2P ELCB | 40A 2P 300mA ELCB | CHINT | RCCB | NL1 | 113 | 0.47156 | 53.2858 | PC
2026-01-28 | NL1-63 40A 0.3(300mA) 4P ELCB | 40A 4P 300mA ELCB | CHINT | RCCB | NL1 | 133 | 0.47156 | 62.7169 | PC
2026-01-28 | NL1-63 63A 0.03(30mA) 2P ELCB | 63A 2P 30mA ELCB | CHINT | RCCB | NL1 | 141 | 0.47156 | 66.4894 | PC
2026-01-28 | NL1-63 63A 0.03(30mA) 4P ELCB | 63A 4P 30mA ELCB | CHINT | RCCB | NL1 | 191 | 0.47156 | 90.0672 | PC
2026-01-28 | NL1-63 63A 0.1(100mA) 2P ELCB | 63A 2P 100mA ELCB | CHINT | RCCB | NL1 | 102 | 0.47156 | 48.0987 | PC
2026-01-28 | NL1-63 63A 0.1(100mA) 4P ELCB | 63A 4P 100mA ELCB | CHINT | RCCB | NL1 | 174 | 0.47156 | 82.0507 | PC
2026-01-28 | NL1-63 63A 0.3(300mA) 2P ELCB | 63A 2P 300mA ELCB | CHINT | RCCB | NL1 | 127 | 0.47156 | 59.8876 | PC
2026-01-28 | NL1-63 63A 0.3(300mA) 4P ELCB | 63A 4P 300mA ELCB | CHINT | RCCB | NL1 | 158 | 0.47156 | 74.5058 | PC
2026-01-28 | NL1-63/40+AR008 40A 100mA 2P | 40A 2P 100mA ELCB + Auto Reset | CHINT | RCCB | NL1 | 926 | 0.47156 | 436.6609 | PC
2026-01-28 | NL1-63/40+AR008 40A 100mA 4P | 40A 4P 100mA ELCB + Auto Reset | CHINT | RCCB | NL1 | 995 | 0.47156 | 469.1982 | PC
2026-01-28 | NL1-63/40+AR008 40A 300mA 2P | 40A 2P 300mA ELCB + Auto Reset | CHINT | RCCB | NL1 | 954 | 0.47156 | 449.8644 | PC
2026-01-28 | NL1-63/40+AR008 40A 300mA 4P | 40A 4P 300mA ELCB + Auto Reset | CHINT | RCCB | NL1 | 973 | 0.47156 | 458.824 | PC
2026-01-28 | NL1-63/40+AR008 40A 30mA 2P | 40A 2P 30mA ELCB + Auto Reset | CHINT | RCCB | NL1 | 961 | 0.47156 | 453.1653 | PC
2026-01-28 | NL1-63/40+AR008 40A 30mA 4P | 40A 4P 30mA ELCB + Auto Reset | CHINT | RCCB | NL1 | 1032 | 0.47156 | 486.6458 | PC
2026-01-28 | NL1-63/63+AR008 63A 100mA 2P | 63A 2P 100mA ELCB + Auto Reset | CHINT | RCCB | NL1 | 943 | 0.47156 | 444.6773 | PC
2026-01-28 | NL1-63/63+AR008 63A 100mA 4P | 63A 4P 100mA ELCB + Auto Reset | CHINT | RCCB | NL1 | 1015 | 0.47156 | 478.6293 | PC
2026-01-28 | NL1-63/63+AR008 63A 300mA 2P | 63A 2P 300mA ELCB + Auto Reset | CHINT | RCCB | NL1 | 968 | 0.47156 | 456.4662 | PC
2026-01-28 | NL1-63/63+AR008 63A 300mA 4P | 63A 4P 300mA ELCB + Auto Reset | CHINT | RCCB | NL1 | 999 | 0.47156 | 471.0844 | PC
2026-01-28 | NL1-63/63+AR008 63A 30mA 2P | 63A 2P 30mA ELCB + Auto Reset | CHINT | RCCB | NL1 | 982 | 0.47156 | 463.068 | PC
2026-01-28 | NL1-63/63+AR008 63A 30mA 4P | 63A 4P 30mA ELCB + Auto Reset | CHINT | RCCB | NL1 | 1032 | 0.47156 | 486.6458 | PC
2024-08-30 | NL-63 63A 0.3(30mA) 2P TYPE A ELCB | 40A 2P 30mA TYPE A ELCB | CHINT | RCCB | NL1 | 195 | 0.47156 | 91.9534 | PC
2024-08-30 | NL-63 63A 0.3(30mA) 4P TYPE A ELCB | 40A 4P 30mA TYPE A ELCB | CHINT | RCCB | NL1 | 236 | 0.47156 | 111.2872 | PC
2024-11-14 | NM1-63S 3P 10A | 10A 3P 15kA MCCB | CHINT | MCCB | NM1 | 158 | 0.47156 | 74.5058 | PC
2024-11-14 | NM1-63S 3P 16A | 16A 3P 15kA MCCB | CHINT | MCCB | NM1 | 158 | 0.47156 | 74.5058 | PC
2024-11-14 | NM1-63S 3P 20A | 20A 3P 15kA MCCB | CHINT | MCCB | NM1 | 158 | 0.47156 | 74.5058 | PC
2024-11-14 | NM1-63S 3P 32A | 32A 3P 15kA MCCB | CHINT | MCCB | NM1 | 158 | 0.47156 | 74.5058 | PC
2024-11-14 | NM1-63S 3P 40A | 40A 3P 15kA MCCB | CHINT | MCCB | NM1 | 158 | 0.47156 | 74.5058 | PC
2024-11-14 | NM1-63S 3P 63A | 63A 3P 15kA MCCB | CHINT | MCCB | NM1 | 158 | 0.47156 | 74.5058 | PC
2026-01-28 | NM8N-125 SHT | Shunt Trip 230VAC - NM8-125 | CHINT | MCCB | NM8N | 195 | 0.47156 | 91.9534 | PC
2026-01-28 | NM8N-125-ALR | ALARM CONTACT | CHINT | MCCB | NM8N | 96 | 0.47156 | 45.2694 | PC
2026-01-28 | NM8N-125-AUX | AUXILIARY CONTACT | CHINT | MCCB | NM8N | 96 | 0.47156 | 45.2694 | PC
2026-01-28 | NM8N-125-HANDLE | EXTENDED ROTARY HANDLE | CHINT | MCCB | NM8N | 333 | 0.47156 | 157.0281 | PC
2026-01-28 | NM8N-125Q 100A | 100A 3P 70kA MCCB | CHINT | MCCB | NM8N | 650 | 0.47156 | 306.5114 | PC
2026-01-28 | NM8N-125Q 125A | 125A 3P 70kA MCCB | CHINT | MCCB | NM8N | 650 | 0.47156 | 306.5114 | PC
2026-01-28 | NM8N-125Q 20A | 20A 3P 70kA MCCB | CHINT | MCCB | NM8N | 650 | 0.47156 | 306.5114 | PC
2026-01-28 | NM8N-125Q 25A | 25A 3P 70kA MCCB | CHINT | MCCB | NM8N | 650 | 0.47156 | 306.5114 | PC
2026-01-28 | NM8N-125Q 32A | 32A 3P 70kA MCCB | CHINT | MCCB | NM8N | 650 | 0.47156 | 306.5114 | PC
2026-01-28 | NM8N-125Q 40A | 40A 3P 70kA MCCB | CHINT | MCCB | NM8N | 650 | 0.47156 | 306.5114 | PC
2026-01-28 | NM8N-125Q 63A | 63A 3P 70kA MCCB | CHINT | MCCB | NM8N | 650 | 0.47156 | 306.5114 | PC
2026-01-28 | NM8N-125Q 80A | 80A 3P 70kA MCCB | CHINT | MCCB | NM8N | 650 | 0.47156 | 306.5114 | PC
2026-01-28 | NM8N-125Q/4C 100A | 100A 4P 70kA MCCB | CHINT | MCCB | NM8N | 810 | 0.47156 | 381.9604 | PC
2026-01-28 | NM8N-125Q/4C 20A | 20A 4P 70kA MCCB | CHINT | MCCB | NM8N | 810 | 0.47156 | 381.9604 | PC
2026-01-28 | NM8N-125Q/4C 25A | 25A 4P 70kA MCCB | CHINT | MCCB | NM8N | 810 | 0.47156 | 381.9604 | PC
2026-01-28 | NM8N-125Q/4C 32A | 32A 4P 70kA MCCB | CHINT | MCCB | NM8N | 810 | 0.47156 | 381.9604 | PC
2026-01-28 | NM8N-125Q/4C 40A | 40A 4P 70kA MCCB | CHINT | MCCB | NM8N | 810 | 0.47156 | 381.9604 | PC
2026-01-28 | NM8N-125Q/4C 63A | 63A 4P 70kA MCCB | CHINT | MCCB | NM8N | 810 | 0.47156 | 381.9604 | PC
2026-01-28 | NM8N-125Q/4C 80A | 80A 4P 70kA MCCB | CHINT | MCCB | NM8N | 810 | 0.47156 | 381.9604 | PC
2026-01-28 | NM8N-125Q/4C-125A | 125A 4P 70kA MCCB | CHINT | MCCB | NM8N | 810 | 0.47156 | 381.9604 | PC
2026-01-28 | NM8N-125S 100A | 100A 3P 50kA MCCB | CHINT | MCCB | NM8N | 501 | 0.47156 | 236.2496 | PC
2026-01-28 | NM8N-125S 125A | 125A 3P 50kA MCCB | CHINT | MCCB | NM8N | 501 | 0.47156 | 236.2496 | PC
2026-01-28 | NM8N-125S 20A | 20A 3P 50kA MCCB | CHINT | MCCB | NM8N | 501 | 0.47156 | 236.2496 | PC
2026-01-28 | NM8N-125S 25A | 25A 3P 50kA MCCB | CHINT | MCCB | NM8N | 501 | 0.47156 | 236.2496 | PC
2026-01-28 | NM8N-125S 32A | 32A 3P 50kA MCCB | CHINT | MCCB | NM8N | 501 | 0.47156 | 236.2496 | PC
2026-01-28 | NM8N-125S 40A | 40A 3P 50kA MCCB | CHINT | MCCB | NM8N | 501 | 0.47156 | 236.2496 | PC
2026-01-28 | NM8N-125S 63A | 63A 3P 50kA MCCB | CHINT | MCCB | NM8N | 501 | 0.47156 | 236.2496 | PC
2026-01-28 | NM8N-125S 80A | 80A 3P 50kA MCCB | CHINT | MCCB | NM8N | 501 | 0.47156 | 236.2496 | PC
2026-01-28 | NM8N-125S/4C 100A | 100A 4P 50kA MCCB | CHINT | MCCB | NM8N | 655 | 0.47156 | 308.8692 | PC
2026-01-28 | NM8N-125S/4C 125A | 125A 4P 50kA MCCB | CHINT | MCCB | NM8N | 655 | 0.47156 | 308.8692 | PC
2026-01-28 | NM8N-125S/4C 20A | 20A 4P 50kA MCCB | CHINT | MCCB | NM8N | 655 | 0.47156 | 308.8692 | PC
2026-01-28 | NM8N-125S/4C 25A | 25A 4P 50kA MCCB | CHINT | MCCB | NM8N | 655 | 0.47156 | 308.8692 | PC
2026-01-28 | NM8N-125S/4C 32A | 32A 4P 50kA MCCB | CHINT | MCCB | NM8N | 655 | 0.47156 | 308.8692 | PC
2026-01-28 | NM8N-125S/4C 40A | 40A 4P 50kA MCCB | CHINT | MCCB | NM8N | 655 | 0.47156 | 308.8692 | PC
2026-01-28 | NM8N-125S/4C 50A | 50A 4P 50kA MCCB | CHINT | MCCB | NM8N | 655 | 0.47156 | 308.8692 | PC
2026-01-28 | NM8N-125S/4C 63A | 63A 4P 50kA MCCB | CHINT | MCCB | NM8N | 655 | 0.47156 | 308.8692 | PC
2026-01-28 | NM8N-125S/4C 80A | 80A 4P 50kA MCCB | CHINT | MCCB | NM8N | 655 | 0.47156 | 308.8692 | PC
2026-01-28 | NM8N-125-UVT 415V | UNDER VOLTAGE RELAY 415V | CHINT | MCCB | NM8N | 275 | 0.47156 | 129.6779 | PC
2026-01-28 | NM8N-1600 SHT | Shunt Trip 230VAC - NM8-1600 | CHINT | MCCB | NM8N | 514 | 0.47156 | 242.3798 | PC
2026-01-28 | NM8N-1600-ALR | ALARM CONTACT | CHINT | MCCB | NM8N | 96 | 0.47156 | 45.2694 | PC
2026-01-28 | NM8N-1600-AUX | AUXILIARY CONTACT | CHINT | MCCB | NM8N | 96 | 0.47156 | 45.2694 | PC
2026-01-28 | NM8N-1600-HANDLE | EXTENDED ROTARY HANDLE | CHINT | MCCB | NM8N | 596 | 0.47156 | 281.0474 | PC
2026-01-28 | NM8N-1600Q 1000A | 1000A 3P 70kA MCCB | CHINT | MCCB | NM8N | 6506 | 0.47156 | 3067.9433 | PC
2026-01-28 | NM8N-1600Q 1250A | 1250A 3P 70kA MCCB | CHINT | MCCB | NM8N | 7097 | 0.47156 | 3346.6329 | PC
2026-01-28 | NM8N-1600Q 1600A | 1600A 3P 70kA MCCB | CHINT | MCCB | NM8N | 8516 | 0.47156 | 4015.7709 | PC
2026-01-28 | NM8N-1600Q/4C 1000A | 1000A 4P 70kA MCCB | CHINT | MCCB | NM8N | 2089 | 0.47156 | 985.0805 | PC
2026-01-28 | NM8N-1600Q/4C 1250A | 1250A 4P 70kA MCCB | CHINT | MCCB | NM8N | 8565 | 0.47156 | 4038.8771 | PC
2026-01-28 | NM8N-1600Q/4C 1600A | 1600A 4P 70kA MCCB | CHINT | MCCB | NM8N | 10469 | 0.47156 | 4936.7198 | PC
2026-01-28 | NM8N-1600S 1000A | 1000A 3P 50kA MCCB | CHINT | MCCB | NM8N | 4878 | 0.47156 | 2300.2502 | PC
2026-01-28 | NM8N-1600S 1250A | 1250A 3P 50kA MCCB | CHINT | MCCB | NM8N | 5235 | 0.47156 | 2468.5957 | PC
2026-01-28 | NM8N-1600S 1600A | 1600A 3P 50kA MCCB | CHINT | MCCB | NM8N | 7733 | 0.47156 | 3646.5425 | PC
2026-01-28 | NM8N-1600S/4C 1000A | 1000A 4P 50kA MCCB | CHINT | MCCB | NM8N | 6365 | 0.47156 | 3001.4539 | PC
2026-01-28 | NM8N-1600S/4C 1250A | 1250A 4P 50kA MCCB | CHINT | MCCB | NM8N | 6780 | 0.47156 | 3197.1497 | PC
2026-01-28 | NM8N-1600S/4C 1600A | 1600A 4P 50kA MCCB | CHINT | MCCB | NM8N | 9279 | 0.47156 | 4375.5681 | PC
2026-01-28 | NM8N-1600-UVT 415V | UNDER VOLTAGE RELAY 415V | CHINT | MCCB | NM8N | 1048 | 0.47156 | 494.1907 | PC
2026-01-28 | NM8N-250 SHT | Shunt Trip 230VAC - NM8-250 | CHINT | MCCB | NM8N | 248 | 0.47156 | 116.9459 | PC
2026-01-28 | NM8N-250-ALR | ALARM CONTACT | CHINT | MCCB | NM8N | 96 | 0.47156 | 45.2694 | PC
2026-01-28 | NM8N-250-AUX | AUXILIARY CONTACT | CHINT | MCCB | NM8N | 96 | 0.47156 | 45.2694 | PC
2026-01-28 | NM8N-250-HANDLE | EXTENDED ROTARY HANDLE | CHINT | MCCB | NM8N | 402 | 0.47156 | 189.5655 | PC
2026-01-28 | NM8N-250Q 160A | 160A 3P 70kA MCCB | CHINT | MCCB | NM8N | 794 | 0.47156 | 374.4155 | PC
2026-01-28 | NM8N-250Q 200A | 200A 3P 70kA MCCB | CHINT | MCCB | NM8N | 829 | 0.47156 | 390.9199 | PC
2026-01-28 | NM8N-250Q 250A | 250A 3P 70kA MCCB | CHINT | MCCB | NM8N | 888 | 0.47156 | 418.7417 | PC
2026-01-28 | NM8N-250Q/4C 160A | 160A 4P 70kA MCCB | CHINT | MCCB | NM8N | 1059 | 0.47156 | 499.3778 | PC
2026-01-28 | NM8N-250Q/4C 200A | 200A 4P 70kA MCCB | CHINT | MCCB | NM8N | 1095 | 0.47156 | 516.3538 | PC
2026-01-28 | NM8N-250Q/4C 250A | 250A 4P 70kA MCCB | CHINT | MCCB | NM8N | 1130 | 0.47156 | 532.8583 | PC
2026-01-28 | NM8N-250S 160A | 160A 3P 50kA MCCB | CHINT | MCCB | NM8N | 678 | 0.47156 | 319.715 | PC
2026-01-28 | NM8N-250S 200A | 200A 3P 50kA MCCB | CHINT | MCCB | NM8N | 715 | 0.47156 | 337.1625 | PC
2026-01-28 | NM8N-250S 250A | 250A 3P 50kA MCCB | CHINT | MCCB | NM8N | 775 | 0.47156 | 365.4559 | PC
2026-01-28 | NM8N-250S/4C 160A | 160A 4P 50kA MCCB | CHINT | MCCB | NM8N | 941 | 0.47156 | 443.7342 | PC
2026-01-28 | NM8N-250S/4C 200A | 200A 4P 50kA MCCB | CHINT | MCCB | NM8N | 977 | 0.47156 | 460.7102 | PC
2026-01-28 | NM8N-250S/4C 250A | 250A 4P 50kA MCCB | CHINT | MCCB | NM8N | 1012 | 0.47156 | 477.2147 | PC
2026-01-28 | NM8N-250-UVT 415V | UNDER VOLTAGE RELAY 415V | CHINT | MCCB | NM8N | 357 | 0.47156 | 168.3455 | PC
2026-01-28 | NM8N-400 SHT | Shunt Trip 230VAC - NM8-400 | CHINT | MCCB | NM8N | 248 | 0.47156 | 116.9459 | PC
2026-01-28 | NM8N-400-ALR | ALARM CONTACT | CHINT | MCCB | NM8N | 96 | 0.47156 | 45.2694 | PC
2026-01-28 | NM8N-400-AUX | AUXILIARY CONTACT | CHINT | MCCB | NM8N | 96 | 0.47156 | 45.2694 | PC
2026-01-28 | NM8N-400-HANDLE | EXTENDED ROTARY HANDLE | CHINT | MCCB | NM8N | 426 | 0.47156 | 200.8829 | PC
2026-01-28 | NM8N-400Q 315A | 315A 3P 70kA MCCB | CHINT | MCCB | NM8N | 2248 | 0.47156 | 1060.0579 | PC
2026-01-28 | NM8N-400Q 400A | 400A 3P 70kA MCCB | CHINT | MCCB | NM8N | 2248 | 0.47156 | 1060.0579 | PC
2026-01-28 | NM8N-400Q/4C 315A | 315A 4P 70kA MCCB | CHINT | MCCB | NM8N | 2975 | 0.47156 | 1402.8791 | PC
2026-01-28 | NM8N-400Q/4C 400A | 400A 4P 70kA MCCB | CHINT | MCCB | NM8N | 2975 | 0.47156 | 1402.8791 | PC
2026-01-28 | NM8N-400S 315A | 315A 3P 50kA MCCB | CHINT | MCCB | NM8N | 2023 | 0.47156 | 953.9578 | PC
2026-01-28 | NM8N-400S 400A | 400A 3P 50kA MCCB | CHINT | MCCB | NM8N | 2023 | 0.47156 | 953.9578 | PC
2026-01-28 | NM8N-400S/4C 315A | 315A 4P 50kA MCCB | CHINT | MCCB | NM8N | 2618 | 0.47156 | 1234.5336 | PC
2026-01-28 | NM8N-400S/4C 400A | 400A 4P 50kA MCCB | CHINT | MCCB | NM8N | 2618 | 0.47156 | 1234.5336 | PC
2026-01-28 | NM8N-400-UVT 415V | UNDER VOLTAGE RELAY 415V | CHINT | MCCB | NM8N | 357 | 0.47156 | 168.3455 | PC
2026-01-28 | NM8N-630 SHT | Shunt Trip 230VAC - NM8-630 | CHINT | MCCB | NM8N | 248 | 0.47156 | 116.9459 | PC
2026-01-28 | NM8N-630-ALR | ALARM CONTACT | CHINT | MCCB | NM8N | 96 | 0.47156 | 45.2694 | PC
2026-01-28 | NM8N-630-AUX | AUXILIARY CONTACT | CHINT | MCCB | NM8N | 96 | 0.47156 | 45.2694 | PC
2026-01-28 | NM8N-630-HANDLE | EXTENDED ROTARY HANDLE | CHINT | MCCB | NM8N | 426 | 0.47156 | 200.8829 | PC
2026-01-28 | NM8N-630Q 500A | 500A 3P 70kA MCCB | CHINT | MCCB | NM8N | 2425 | 0.47156 | 1143.5233 | PC
2026-01-28 | NM8N-630Q/4C 500A | 500A 4P 70kA MCCB | CHINT | MCCB | NM8N | 3213 | 0.47156 | 1515.1094 | PC
2026-01-28 | NM8N-630S 500A | 500A 3P 50kA MCCB | CHINT | MCCB | NM8N | 2260 | 0.47156 | 1065.7166 | PC
2026-01-28 | NM8N-630S/4C 500A | 500A 4P 50kA MCCB | CHINT | MCCB | NM8N | 3035 | 0.47156 | 1431.1725 | PC
2026-01-28 | NM8N-630-UVT 415V | UNDER VOLTAGE RELAY 415V | CHINT | MCCB | NM8N | 426 | 0.47156 | 200.8829 | PC
2026-01-28 | NM8N-800 SHT | Shunt Trip 230VAC - NM8-800 | CHINT | MCCB | NM8N | 434 | 0.47156 | 204.6553 | PC
2026-01-28 | NM8N-800-ALR | ALARM CONTACT | CHINT | MCCB | NM8N | 96 | 0.47156 | 45.2694 | PC
2026-01-28 | NM8N-800-AUX | AUXILIARY CONTACT | CHINT | MCCB | NM8N | 96 | 0.47156 | 45.2694 | PC
2026-01-28 | NM8N-800-HANDLE | EXTENDED ROTARY HANDLE | CHINT | MCCB | NM8N | 490 | 0.47156 | 231.0624 | PC
2026-01-28 | NM8N-800Q 630A | 630A 3P 70kA MCCB | CHINT | MCCB | NM8N | 4969 | 0.47156 | 2343.1618 | PC
2026-01-28 | NM8N-800Q 800A | 800A 3P 70kA MCCB | CHINT | MCCB | NM8N | 5323 | 0.47156 | 2510.0926 | PC
2026-01-28 | NM8N-800Q/4C 630A | 630A 4P 70kA MCCB | CHINT | MCCB | NM8N | 6305 | 0.47156 | 2973.1606 | PC
2026-01-28 | NM8N-800Q/4C 800A | 800A 4P 70kA MCCB | CHINT | MCCB | NM8N | 6900 | 0.47156 | 3253.7364 | PC
2026-01-28 | NM8N-800S 630A | 630A 3P 50kA MCCB | CHINT | MCCB | NM8N | 3689 | 0.47156 | 1739.5701 | PC
2026-01-28 | NM8N-800S 800A | 800A 3P 50kA MCCB | CHINT | MCCB | NM8N | 4165 | 0.47156 | 1964.0307 | PC
2026-01-28 | NM8N-800S/4C 630A | 630A 4P 50kA MCCB | CHINT | MCCB | NM8N | 4819 | 0.47156 | 2272.4284 | PC
2026-01-28 | NM8N-800S/4C 800A | 800A 4P 50kA MCCB | CHINT | MCCB | NM8N | 5116 | 0.47156 | 2412.4805 | PC
2026-01-28 | NM8N-800-UVT 415V | UNDER VOLTAGE RELAY 415V | CHINT | MCCB | NM8N | 976 | 0.47156 | 460.2387 | PC
2024-06-20 | NP-3000 | Combined Over Current & Earth Fault Relay | NextPRO | OCEF | NP | 990 | 0.47156 | 466.8407 | PC
2025-07-07 | NP-5505 | Combined Over Current & Earth Fault Relay (24-150VDC) | NextPRO | OCEF | NP | 2350 | 0.47156 | 1108.1572 | PC
2025-07-07 | NP-5508 | Combined Over Current & Earth Fault Relay (85-625V) | NextPRO | OCEF | NP | 2350 | 0.47156 | 1108.1572 | PC
2024-06-20 | NP-801 | DT Earth Fault Relay | NextPRO | EF | NP | 320 | 0.47156 | 150.898 | PC
2024-06-20 | NP-802 | IDMT Earth Fault Relay | NextPRO | EF | NP | 450 | 0.47156 | 212.2003 | PC
2024-06-20 | NP-803 | DT Over Current Relay | NextPRO | OC | NP | 500 | 0.47156 | 235.7781 | PC
2024-06-20 | NP-803A | IDMT Over Current Relay | NextPRO | OC | NP | 590 | 0.47156 | 278.2182 | PC
2024-06-20 | NP-804 | Earth Leakage Relay | NextPRO | ELR | NP | 275 | 0.47156 | 129.678 | PC
2025-07-07 | NP-NDPM-33 | Digital Power Meter (with RS485) | NextPRO | DPM | NP | 500 | 0.47156 | 235.7781 | PC
2025-07-07 | NP-NPFR-16 | 16 Steps Power Factor Regulator | NextPRO | PF Regulator | NP | 550 | 0.47156 | 259.3559 | PC
2025-07-07 | NP-ZCT150 | 150NN ZCT | NextPRO | ZCT | NP | 140 | 0.47156 | 66.0179 | PC
2025-07-07 | NP-ZCT45 | 45mm ZCT | NextPRO | ZCT | NP | 55 | 0.47156 | 25.9356 | PC
2025-07-07 | NP-ZCT65 | 65mm ZCT | NextPRO | ZCT | NP | 75 | 0.47156 | 35.3667 | PC
2025-07-07 | NP-ZCT80 | 80mm ZCT | NextPRO | ZCT | NP | 90 | 0.47156 | 42.4401 | PC
2026-03-25 | NS 33662 | Instantaneous voltage releases, MX/SHT | SCHNEIDER | MCCB | NS | 987 | 0.27677 | 273.1764 | PC
2026-03-25 | NS 33878 | Extended rotary handle | SCHNEIDER | MCCB | NS | 1620 | 0.27677 | 448.3746 | PC
2026-03-25 | NS1000L C100L320FM | 1000A 3P 150kA MCCB Mircologic 2.0 | SCHNEIDER | MCCB | NS | 46652 | 0.27677 | 12912.0827 | PC
2026-03-25 | NS1000L C100L420FM | 1000A 4P 150kA MCCB Mircologic 2.0 | SCHNEIDER | MCCB | NS | 52472 | 0.27677 | 14522.9101 | PC
2026-03-25 | NS1000N C100N320FM | 1000A 3P 50kA MCCB Mircologic 2.0 | SCHNEIDER | MCCB | NS | 15108 | 0.27677 | 4181.5087 | PC
2026-03-25 | NS1000N C100N32EFM | 1000A 3P 50kA MCCB, Micrologic 2.0E | SCHNEIDER | MCCB | NS | 17103 | 0.27677 | 4733.6738 | PC
2026-03-25 | NS1000N C100N35EFM | 1000A 3P 50kA MCCB, Micrologic 5.0E | SCHNEIDER | MCCB | NS | 19662 | 0.27677 | 5441.9397 | PC
2026-03-25 | NS1000N C100N420FM | 1000A 4P 50kA MCCB Mircologic 2.0 | SCHNEIDER | MCCB | NS | 22600 | 0.27677 | 6255.1031 | PC
2026-03-25 | NS1000N C100N42EFM | 1000A 4P 50kA MCCB, Micrologic 2.0E | SCHNEIDER | MCCB | NS | 22826 | 0.27677 | 6317.6541 | PC
2026-03-25 | NS1000N C100N45EFM | 1000A 4P 50kA MCCB, Micrologic 5.0E | SCHNEIDER | MCCB | NS | 35307 | 0.27677 | 9772.0763 | PC
2026-03-25 | NS1250N C125N320FM | 1250A 3P 50kA MCCB Mircologic 2.0 | SCHNEIDER | MCCB | NS | 19916 | 0.27677 | 5512.2404 | PC
2026-03-25 | NS1250N C125N32EFM | 1250A 3P 50kA MCCB, Micrologic 2.0E | SCHNEIDER | MCCB | NS | 21798 | 0.27677 | 6033.13 | PC
2026-03-25 | NS1250N C125N35EFM | 1250A 3P 50kA MCCB, Micrologic 5.0E | SCHNEIDER | MCCB | NS | 25143 | 0.27677 | 6958.9406 | PC
2026-03-25 | NS1250N C125N420FM | 1250A 4P 50kA MCCB Mircologic 2.0 | SCHNEIDER | MCCB | NS | 25250 | 0.27677 | 6988.5554 | PC
2026-03-25 | NS1250N C125N42EFM | 1250A 4P 50kA MCCB, Micrologic 2.0E | SCHNEIDER | MCCB | NS | 27487 | 0.27677 | 7607.6999 | PC
2026-03-25 | NS1250N C125N45EFM | 1250A 4P 50kA MCCB, Micrologic 5.0E | SCHNEIDER | MCCB | NS | 39510 | 0.27677 | 10935.3594 | PC
2026-03-25 | NS800L C080L320FM | 800A 3P 150kA MCCB Mircologic 2.0 | SCHNEIDER | MCCB | NS | 30216 | 0.27677 | 8363.0175 | PC
2026-03-25 | NS800L C080L420FM | 800A 4P 150kA MCCB Mircologic 2.0 | SCHNEIDER | MCCB | NS | 35991 | 0.27677 | 9961.3901 | PC
2026-03-25 | NS800N C080N320FM | 800A 3P 50kA MCCB Mircologic 2.0 | SCHNEIDER | MCCB | NS | 11049 | 0.27677 | 3058.0811 | PC
2026-03-25 | NS800N C080N32EFM | 800A 3P 50kA MCCB, Micrologic 2.0E | SCHNEIDER | MCCB | NS | 12464 | 0.27677 | 3449.717 | PC
2026-03-25 | NS800N C080N35EFM | 800A 3P 50kA MCCB, Micrologic 5.0E | SCHNEIDER | MCCB | NS | 14345 | 0.27677 | 3970.3298 | PC
2026-03-25 | NS800N C080N420FM | 800A 4P 50kA MCCB Mircologic 2.0 | SCHNEIDER | MCCB | NS | 16899 | 0.27677 | 4677.2118 | PC
2026-03-25 | NS800N C080N42EFM | 800A 4P 50kA MCCB, Micrologic 2.0E | SCHNEIDER | MCCB | NS | 18261 | 0.27677 | 5054.1786 | PC
2026-03-25 | NS800N C080N45EFM | 800A 4P 50kA MCCB, Micrologic 5.0E | SCHNEIDER | MCCB | NS | 26233 | 0.27677 | 7260.6247 | PC
2026-03-25 | NSX 29450 | Auxiliary contacts, OF or SD or SDE or SDV | SCHNEIDER | MCCB | NSX | 243 | 0.27677 | 67.2562 | PC
2026-03-25 | NSX 41950 | Interlocking with key (2 keylock/1 key) for rotary handles, NSX100/160/250 | SCHNEIDER | MCCB | NSX | 850 | 0.27677 | 235.2583 | PC
2026-03-25 | NSX LV429337 | Direct rotary handle, NSX100/160/250, with black handle | SCHNEIDER | MCCB | NSX | 483 | 0.27677 | 133.6821 | PC
2026-03-25 | NSX LV429338 | Extended rotary handle with black handle, NSX100/160/250 | SCHNEIDER | MCCB | NSX | 652 | 0.27677 | 180.457 | PC
2026-03-25 | NSX LV429387 | Voltage release (SHT), 220-240V 50/60Hz | SCHNEIDER | MCCB | NSX | 555 | 0.27677 | 153.6098 | PC
2026-03-25 | NSX LV429410 | Undervoltage release (UVR), 380-415V 50/60HZ | SCHNEIDER | MCCB | NSX | 777 | 0.27677 | 215.0538 | PC
2026-03-25 | NSX LV429434 | Motor mechanism module supplied with SDE adapter, MT100/160, 220-240V 50/60Hz | SCHNEIDER | MCCB | NSX | 4775 | 0.27677 | 1321.5981 | PC
2026-03-25 | NSX LV431541 | Motor mechanism module supplied with SDE adapter, MT250, 220-240V 50/60Hz | SCHNEIDER | MCCB | NSX | 5945 | 0.27677 | 1645.4242 | PC
2026-03-25 | NSX LV432597 | Direct rotary handle, NSX400/630, with black handle | SCHNEIDER | MCCB | NSX | 754 | 0.27677 | 208.688 | PC
2026-03-25 | NSX LV432598 | Extended rotary handle with black handle, NSX400/630 | SCHNEIDER | MCCB | NSX | 1061 | 0.27677 | 293.6577 | PC
2026-03-25 | NSX LV432641 | Motor mechanism module supplied with SDE adapter, MT400-630 220-240V 50/60Hz | SCHNEIDER | MCCB | NSX | 11316 | 0.27677 | 3131.9799 | PC
2024-10-09 | NULL | value of 0 | NULL | Wilson | none | 0 | 1 | 0 | PC
2024-10-17 | NV-14s | Power Factor Regulator NV-14s | Delab | PF Regulator | PFR | 910 | 0.41895 | 381.2445 | PC
2024-10-17 | NV-6s | Power Factor Regulator NV-6s | Delab | PF Regulator | PFR | 660 | 0.41895 | 276.507 | PC
2024-10-17 | NV-8s | Power Factor Regulator NV-8s | Delab | PF Regulator | PFR | 720 | 0.41895 | 301.644 | PC
2026-03-25 | NW 48469 | Changeover Contact, PF (Drawout) - 5 A - 240 V | SCHNEIDER | ACB | NW | 480 | 0.27677 | 132.8517 | PC
2026-03-25 | NW 48484 | Closing Release, XF (Drawout) - 200 - 250VAC/DC | SCHNEIDER | ACB | NW | 1214 | 0.27677 | 336.0042 | PC
2026-03-25 | NW 48527 | Gear Motor, MCH (Drawout) - 200-240 V | SCHNEIDER | ACB | NW | 8315 | 0.27677 | 2301.3797 | PC
2026-03-25 | NW 48609 | Mechanical interlockinh for 3 units of fixed/ drawout type ACB | SCHNEIDER | ACB | NW | 15906 | 0.27677 | 4402.3748 | PC
2026-07-10 | NW08H13D2EHS | 800A 3P 65kA ACB with Protection - Micrologic 2.0E control unit | SCHNEIDER | ACB | NW | 45731 | 0.30541 | 13966.7047 | PC
2026-07-10 | NW08H14D2EHS | 800A 4P 65kA ACB with Protection - Micrologic 2.0E control unit | SCHNEIDER | ACB | NW | 53531 | 0.30541 | 16348.9027 | PC
2026-07-10 | NW08HA3DXXHS | 800A 3P 65kA ACB without Protection | SCHNEIDER | ACB | NW | 34175 | 0.30541 | 10437.3867 | PC
2026-07-10 | NW08HA4DXXHS | 800A 4P 65kA ACB without Protection | SCHNEIDER | ACB | NW | 41813 | 0.30541 | 12770.1083 | PC
2026-07-10 | NW10H13D2EHS | 1000A 3P 65kA ACB with Protection - Micrologic 2.0E control unit | SCHNEIDER | ACB | NW | 48325 | 0.30541 | 14758.9383 | PC
2026-07-10 | NW10H14D2EHS | 1000A 4P 65kA ACB with Protection - Micrologic 2.0E control unit | SCHNEIDER | ACB | NW | 54350 | 0.30541 | 16599.0335 | PC
2026-07-10 | NW10HA3DXXHS | 1000A 3P 65kA ACB without Protection | SCHNEIDER | ACB | NW | 35606 | 0.30541 | 10874.4285 | PC
2026-07-10 | NW10HA4DXXHS | 1000A 4P 65kA ACB without Protection | SCHNEIDER | ACB | NW | 42994 | 0.30541 | 13130.7975 | PC
2026-07-10 | NW12H13D2EHS | 1250A 3P 65kA ACB with Protection - Micrologic 2.0E control unit | SCHNEIDER | ACB | NW | 50256 | 0.30541 | 15348.685 | PC
2026-07-10 | NW12H14D2EHS | 1250A 4P 65kA ACB with Protection - Micrologic 2.0E control unit | SCHNEIDER | ACB | NW | 60481 | 0.30541 | 18471.5022 | PC
2026-07-10 | NW12HA3DXXHS | 1250A 3P 65kA ACB without Protection | SCHNEIDER | ACB | NW | 38769 | 0.30541 | 11840.4403 | PC
2026-07-10 | NW12HA4DXXHS | 1250A 4P 65kA ACB without Protection | SCHNEIDER | ACB | NW | 48669 | 0.30541 | 14863.9993 | PC
2026-07-10 | NW16H13D2EHS | 1600A 3P 65kA ACB with Protection - Micrologic 2.0E control unit | SCHNEIDER | ACB | NW | 54394 | 0.30541 | 16612.4715 | PC
2026-07-10 | NW16H14D2EHS | 1600A 4P 65kA ACB with Protection - Micrologic 2.0E control unit | SCHNEIDER | ACB | NW | 61363 | 0.30541 | 18740.8738 | PC
2026-07-10 | NW16HA3DXXHS | 1600A 3P 65kA ACB without Protection | SCHNEIDER | ACB | NW | 41000 | 0.30541 | 12521.81 | PC
2026-07-10 | NW16HA4DXXHS | 1600A 4P 65kA ACB without Protection | SCHNEIDER | ACB | NW | 51775 | 0.30541 | 15812.6028 | PC
2026-07-10 | NW20H13D2EHS | 2000A 3P 65kA ACB with Protection - Micrologic 2.0E control unit | SCHNEIDER | ACB | NW | 74081 | 0.30541 | 22625.0782 | PC
2026-07-10 | NW20H14D2EHS | 2000A 4P 65kA ACB with Protection - Micrologic 2.0E control unit | SCHNEIDER | ACB | NW | 84831 | 0.30541 | 25908.2357 | PC
2026-07-10 | NW20HA3DXXHS | 2000A 3P 65kA ACB without Protection | SCHNEIDER | ACB | NW | 63163 | 0.30541 | 19290.6118 | PC
2026-07-10 | NW20HA4DXXHS | 2000A 4P 65kA ACB without Protection | SCHNEIDER | ACB | NW | 68081 | 0.30541 | 20792.6182 | PC
2026-07-10 | NW25H13D2EHS | 2500A 3P 65kA ACB with Protection - Micrologic 2.0E control unit | SCHNEIDER | ACB | NW | 84163 | 0.30541 | 25704.2218 | PC
2026-07-10 | NW25H14D2EHS | 2500A 4P 65kA ACB with Protection - Micrologic 2.0E control unit | SCHNEIDER | ACB | NW | 95431 | 0.30541 | 29145.5817 | PC
2026-07-10 | NW25HA3DXXHS | 2500A 3P 65kA ACB without Protection | SCHNEIDER | ACB | NW | 75125 | 0.30541 | 22943.9263 | PC
2026-07-10 | NW25HA4DXXHS | 2500A 4P 65kA ACB without Protection | SCHNEIDER | ACB | NW | 86681 | 0.30541 | 26473.2442 | PC
2026-07-10 | NW32H13D2EHS | 3200A 3P 65kA ACB with Protection - Micrologic 2.0E control unit | SCHNEIDER | ACB | NW | 98875 | 0.30541 | 30197.4137 | PC
2026-07-10 | NW32H14D2EHS | 3200A 4P 65kA ACB with Protection - Micrologic 2.0E control unit | SCHNEIDER | ACB | NW | 109350 | 0.30541 | 33396.5835 | PC
2026-07-10 | NW32HA3DXXHS | 3200A 3P 65kA ACB without Protection | SCHNEIDER | ACB | NW | 90263 | 0.30541 | 27567.2228 | PC
2026-07-10 | NW32HA4DXXHS | 3200A 4P 65kA ACB without Protection | SCHNEIDER | ACB | NW | 99200 | 0.30541 | 30296.672 | PC
2026-07-10 | NW40H13D2EHS | 4000A 3P 65kA ACB with Protection - Micrologic 2.0E control unit | SCHNEIDER | ACB | NW | 112113 | 0.30541 | 34240.4313 | PC
2026-07-10 | NW40H14D2EHS | 4000A 4P 65kA ACB with Protection - Micrologic 2.0E control unit | SCHNEIDER | ACB | NW | 156563 | 0.30541 | 47815.9058 | PC
2026-07-10 | NW40HA3DXXHS | 4000A 3P 65kA ACB without Protection | SCHNEIDER | ACB | NW | 101431 | 0.30541 | 30978.0417 | PC
2026-07-10 | NW40HA4DXXHS | 4000A 4P 65kA ACB without Protection | SCHNEIDER | ACB | NW | 130563 | 0.30541 | 39875.2458 | PC
2026-07-10 | NW50H13D2EHS | 5000A 3P 100KA ACB with Protection - Micrologic 2.0E control unit | SCHNEIDER | ACB | NW | 245000 | 0.30541 | 74825.45 | PC
2026-07-10 | NW50H14D2EHS | 5000A 4P 100kA ACB with Protection - Micrologic 2.0E control unit | SCHNEIDER | ACB | NW | 297000 | 0.30541 | 90706.77 | PC
2026-07-10 | NW50HA3DXXHS | 5000A 3P 85kA ACB without Protection | SCHNEIDER | ACB | NW | 239313 | 0.30541 | 73088.5833 | PC
2026-07-10 | NW50HA4DXXHS | 5000A 4P 85kA ACB without Protection | SCHNEIDER | ACB | NW | 292063 | 0.30541 | 89198.9608 | PC
2026-07-10 | NW63H13D2EVS | 6300A 3P 100kA ACB with Protection - Micrologic 2.0E control unit | SCHNEIDER | ACB | NW | 315750 | 0.30541 | 96433.2075 | PC
2026-07-10 | NW63H14D2EVS | 6300A 4P 100kA ACB with Protection - Micrologic 2.0E control unit | SCHNEIDER | ACB | NW | 374063 | 0.30541 | 114242.5808 | PC
2026-07-10 | NW63HA3DXXVS | 6300A 3P 85kA ACB without Protection | SCHNEIDER | ACB | NW | 306188 | 0.30541 | 93512.8771 | PC
2026-07-10 | NW63HA4DXXVS | 6300A 4P 85kA ACB without Protection | SCHNEIDER | ACB | NW | 364625 | 0.30541 | 111360.1213 | PC
2023-05-24 | NX1000A-150D | Combined OC & EF RELAY, Supply: 24-150 VDC | Mikro | OCEF | NX | 1080 | 0.8 | 864 | PC
2023-05-24 | NX1000A-240A | Combined O/C & E/F RELAY, Supply:198-265 VAC | MIKRO | OCEF | NX | 799 | 0.8 | 639.2 | PC
2023-05-24 | NX1000A-240VAD | Combined OC & EF RELAY, Supply: 85-265 VAC or 110-370 VDC | Mikro | OCEF | NX | 1080 | 0.8 | 864 | PC
2023-05-24 | NX201A | INST E/F RELAY | MIKRO | EF | NX | 205 | 0.8 | 164 | PC
2023-05-24 | NX203A | IDMT O/C RELAY | MIKRO | OC | NX | 432 | 0.8 | 345.6 | PC
2023-11-09 | NX231A | DIGITAL INST E/F RELAY | MIKRO | EF | NX | 324 | 0.8 | 259.2 | PC
2023-05-24 | NX301A | EARTH LEAKAGE RELAY | MIKRO | ELR | NX | 162 | 0.8 | 129.6 | PC
2023-05-24 | NX301A-240A | EARTH LEAKAGE RELAY | MIKRO | ELR | NX | 162 | 0.8 | 129.6 | PC
2026-01-28 | NXA16H06 3P | 630A 3P 50kA ACB | CHINT | ACB | NX | 7138 | 0.47156 | 3365.9667 | PC
2026-01-28 | NXA16H06 4P | 630A 4P 50kA ACB | CHINT | ACB | NX | 9873 | 0.47156 | 4655.6724 | PC
2026-01-28 | NXA16H08 3P | 800A 3P 50kA ACB | CHINT | ACB | NX | 7376 | 0.47156 | 3478.1971 | PC
2026-01-28 | NXA16H08 4P | 800A 4P 50kA ACB | CHINT | ACB | NX | 10349 | 0.47156 | 4880.133 | PC
2026-01-28 | NXA16H10 3P | 1000A 3P 50kA ACB | CHINT | ACB | NX | 7733 | 0.47156 | 3646.5425 | PC
2026-01-28 | NXA16H10 4P | 1000A 4P 50kA ACB | CHINT | ACB | NX | 10706 | 0.47156 | 5048.4785 | PC
2026-01-28 | NXA16H12 3P | 1250A 3P 50kA ACB | CHINT | ACB | NX | 8089 | 0.47156 | 3814.4165 | PC
2026-01-28 | NXA16H12 4P | 1250A 4P 50kA ACB | CHINT | ACB | NX | 11182 | 0.47156 | 5272.9392 | PC
2026-01-28 | NXA16H16 3P | 1600A 3P 50kA ACB | CHINT | ACB | NX | 8565 | 0.47156 | 4038.8771 | PC
2026-01-28 | NXA16H16 4P | 1600A 4P 50kA ACB | CHINT | ACB | NX | 11658 | 0.47156 | 5497.3998 | PC
2026-01-28 | NXA20S06 3P | 630A 3P 65kA ACB | CHINT | ACB | NX | 9993 | 0.47156 | 4712.2591 | PC
2026-01-28 | NXA20S06 4P | 630A 4P 65kA ACB | CHINT | ACB | NX | 13442 | 0.47156 | 6338.6558 | PC
2026-01-28 | NXA20S08 3P | 800A 3P 65kA ACB | CHINT | ACB | NX | 10230 | 0.47156 | 4824.0179 | PC
2026-01-28 | NXA20S08 4P | 800A 4P 65kA ACB | CHINT | ACB | NX | 13918 | 0.47156 | 6563.1164 | PC
2026-01-28 | NXA20S10 3P | 1000A 3P 65kA ACB | CHINT | ACB | NX | 10469 | 0.47156 | 4936.7198 | PC
2026-01-28 | NXA20S10 4P | 1000A 4P 65kA ACB | CHINT | ACB | NX | 14513 | 0.47156 | 6843.6922 | PC
2026-01-28 | NXA20S12 3P | 1250A 3P 65kA ACB | CHINT | ACB | NX | 10945 | 0.47156 | 5161.1804 | PC
2026-01-28 | NXA20S12 4P | 1250A 4P 65kA ACB | CHINT | ACB | NX | 15107 | 0.47156 | 7123.7965 | PC
2026-01-28 | NXA20S16 3P | 1600A 3P 65kA ACB | CHINT | ACB | NX | 11539 | 0.47156 | 5441.2847 | PC
2026-01-28 | NXA20S16 4P | 1600A 4P 65kA ACB | CHINT | ACB | NX | 15702 | 0.47156 | 7404.3723 | PC
2026-01-28 | NXA20S20 3P | 2000A 3P 65kA ACB | CHINT | ACB | NX | 12015 | 0.47156 | 5665.7453 | PC
2026-01-28 | NXA20S20 4P | 2000A 4P 65kA ACB | CHINT | ACB | NX | 16297 | 0.47156 | 7684.9481 | PC
2026-01-28 | NXA32S25 3P | 2500A 3P 80kA ACB | CHINT | ACB | NX | 16297 | 0.47156 | 7684.9481 | PC
2026-01-28 | NXA32S25 4P | 2500A 4P 80kA ACB | CHINT | ACB | NX | 22006 | 0.47156 | 10377.0613 | PC
2026-01-28 | NXA32S32 3P | 3200A 3P 80kA ACB | CHINT | ACB | NX | 17486 | 0.47156 | 8245.6282 | PC
2026-01-28 | NXA32S32 4P | 3200A 4P 80kA ACB | CHINT | ACB | NX | 23790 | 0.47156 | 11218.3172 | PC
2026-01-28 | NXA40S40 3P | 4000A 3P 85kA ACB | CHINT | ACB | NX | 28310 | 0.47156 | 13349.7504 | PC
2026-01-28 | NXA40S40 4P | 4000A 4P 85kA ACB | CHINT | ACB | NX | 31165 | 0.47156 | 14696.0427 | PC
2026-01-28 | NXA63H50 | 5000A 3P 120kA ACB | CHINT | ACB | NX | 59475 | 0.47156 | 28045.7931 | PC
2026-01-28 | NXA63H63 | 6300A 3P 120kA ACB | CHINT | ACB | NX | 71369 | 0.47156 | 33654.4802 | PC
2026-01-28 | NXB 1P 40A | 6A ~ 40A 1P 6kA MCB | CHINT | MCB | NXB | 9.3 | 0.47156 | 4.3855 | PC
2026-01-28 | NXB 1P 63A | 50, 63A 1P 6kA MCB | CHINT | MCB | NXB | 17.5 | 0.47156 | 8.2522 | PC
2026-01-28 | NXB 2P 40A | 6A ~ 40A 2P 6kA MCB | CHINT | MCB | NXB | 25.5 | 0.47156 | 12.0247 | PC
2026-01-28 | NXB 2P 63A | 50, 63A 2P 6kA MCB | CHINT | MCB | NXB | 33.6 | 0.47156 | 15.8443 | PC
2026-01-28 | NXB 3P 40A | 6A ~ 40A 3P 6kA MCB | CHINT | MCB | NXB | 44.7 | 0.47156 | 21.0786 | PC
2026-01-28 | NXB 3P 63A | 50, 63A 3P 6kA MCB | CHINT | MCB | NXB | 49.3 | 0.47156 | 23.2477 | PC
2026-01-28 | NXB SHT-X1 | Shunt Trip for NXB | CHINT | MCB | NXB | 59.6 | 0.47156 | 28.1047 | PC
2026-01-28 | NXB SHT-X3 | Shunt Trip for NXB-125 | CHINT | MCB | NXB | 69.1 | 0.47156 | 32.5845 | PC
2026-01-28 | NXB-125 1P 100A | 100A 1P 10kA MCB | CHINT | MCB | NXB | 82.2 | 0.47156 | 38.7619 | PC
2026-01-28 | NXB-125 1P 125A | 125A 1P 10kA MCB | CHINT | MCB | NXB | 101.2 | 0.47156 | 47.7215 | PC
2026-01-28 | NXB-125 1P 80A | 80A 1P 10kA MCB | CHINT | MCB | NXB | 82.2 | 0.47156 | 38.7619 | PC
2026-01-28 | NXB-125 2P 100A | 100A 2P 10kA MCB | CHINT | MCB | NXB | 163.1 | 0.47156 | 76.9108 | PC
2026-01-28 | NXB-125 2P 125A | 125A 2P 10kA MCB | CHINT | MCB | NXB | 201.1 | 0.47156 | 94.8299 | PC
2026-01-28 | NXB-125 2P 80A | 80A 2P 10kA MCB | CHINT | MCB | NXB | 163.1 | 0.47156 | 76.9108 | PC
2026-01-28 | NXB-125 3P 100A | 100A 3P 10kA MCB | CHINT | MCB | NXB | 245.1 | 0.47156 | 115.5784 | PC
2026-01-28 | NXB-125 3P 125A | 125A 3P 10kA MCB | CHINT | MCB | NXB | 301.1 | 0.47156 | 141.9855 | PC
2026-01-28 | NXB-125 3P 80A | 80A 3P 10kA MCB | CHINT | MCB | NXB | 245.1 | 0.47156 | 115.5784 | PC
2026-06-08 | NXB-125 4P 100A | 100A 4P 10kA MCB | CHINT | MCB | NXB | 283 | 0.47156 | 133.4503 | PC
2026-06-08 | NXB-125 4P 80A | 80A 4P 10kA MCB | CHINT | MCB | NXB | 283 | 0.47156 | 133.4503 | PC
2026-01-28 | NXC-09 | 9A 3P CONTACTOR | CHINT | Contactor | NXC | 51 | 0.47156 | 24.0494 | PC
2026-01-28 | NXC-100 | 100A 3P CONTACTOR | CHINT | Contactor | NXC | 314 | 0.47156 | 148.0686 | PC
2026-01-28 | NXC-12 | 12A 3P CONTACTOR | CHINT | Contactor | NXC | 54 | 0.47156 | 25.464 | PC
2026-01-28 | NXC-120 | 120A 3P CONTACTOR | CHINT | Contactor | NXC | 620 | 0.47156 | 292.3647 | PC
2026-01-28 | NXC-160 | 160A 3P CONTACTOR | CHINT | Contactor | NXC | 779 | 0.47156 | 367.3421 | PC
2026-01-28 | NXC-18 | 18A 3P CONTACTOR | CHINT | Contactor | NXC | 58 | 0.47156 | 27.3502 | PC
2026-01-28 | NXC-185 | 185A 3P CONTACTOR | CHINT | Contactor | NXC | 1017 | 0.47156 | 479.5725 | PC
2026-01-28 | NXC-225 | 225A 3P CONTACTOR | CHINT | Contactor | NXC | 1268 | 0.47156 | 597.933 | PC
2026-01-28 | NXC-25 | 25A 3P CONTACTOR | CHINT | Contactor | NXC | 75 | 0.47156 | 35.3667 | PC
2026-01-28 | NXC-265 | 265A 3P CONTACTOR | CHINT | Contactor | NXC | 1589 | 0.47156 | 749.3025 | PC
2026-01-28 | NXC-32 | 32A 3P CONTACTOR | CHINT | Contactor | NXC | 97 | 0.47156 | 45.7409 | PC
2026-01-28 | NXC-330 | 330A 3P CONTACTOR | CHINT | Contactor | NXC | 2034 | 0.47156 | 959.1449 | PC
2026-01-28 | NXC-40 | 40A 3P CONTACTOR | CHINT | Contactor | NXC | 173 | 0.47156 | 81.5792 | PC
2026-01-28 | NXC-400 | 400A 3P CONTACTOR | CHINT | Contactor | NXC | 2154 | 0.47156 | 1015.7316 | PC
2026-01-28 | NXC-50 | 50A 3P CONTACTOR | CHINT | Contactor | NXC | 179 | 0.47156 | 84.4085 | PC
2026-01-28 | NXC-500 | 500A 3P CONTACTOR | CHINT | Contactor | NXC | 3149 | 0.47156 | 1484.9298 | PC
2026-01-28 | NXC-630 | 630A 3P CONTACTOR | CHINT | Contactor | NXC | 3740 | 0.47156 | 1763.6194 | PC
2026-01-28 | NXC-65 | 65A 3P CONTACTOR | CHINT | Contactor | NXC | 220 | 0.47156 | 103.7423 | PC
2026-01-28 | NXC-85 | 85A 3P CONTACTOR | CHINT | Contactor | NXC | 292 | 0.47156 | 137.6944 | PC
2026-02-11 | NXCC-115/21 | 105A 3P CONTACTOR, (70,75kVAR,440V) (85,90,95kVAR,525V) | CHINT | Contactor | NXCC | 1500 | 0.47156 | 707.334 | PC
2026-02-11 | NXCC-150/32 | 121.6A 3P CONTACTOR, (80,85,90kVAR,440V) (100,110kVAR,525V) | CHINT | Contactor | NXCC | 1750 | 0.47156 | 825.223 | PC
2026-02-11 | NXCC-170/32 | 136.8A 3P CONTACTOR, (95,100kVAR,440V)(115,120kVAR,525V) | CHINT | Contactor | NXCC | 1830 | 0.47156 | 862.9475 | PC
2026-02-11 | NXCC-25/21 | 19A 3P CONTACTOR, (5,10kVAR,440V) (5,10,15kVAR,525V) | CHINT | Contactor | NXCC | 170 | 0.47156 | 80.1645 | PC
2026-02-11 | NXCC-32/21 | 30.4A 3P CONTACTOR, (15,20kVAR,440V) (20,25kVAR,525V) | CHINT | Contactor | NXCC | 210 | 0.47156 | 99.0268 | PC
2026-02-11 | NXCC-43/21 | 39.4A 3P CONTACTOR, (25kVAR,440V) (30,35kVAR,525V) | CHINT | Contactor | NXCC | 300 | 0.47156 | 141.4668 | PC
2026-02-11 | NXCC-63/21 | 52.5A 3P CONTACTOR, (30,35kVAR,440V) (40,45kVAR,525V) | CHINT | Contactor | NXCC | 570 | 0.47156 | 268.7869 | PC
2026-02-11 | NXCC-95/21 | 91.9A 3P CONTACTOR, (40,45,50,55,60,65kVAR,440V) (50,55,60,65,70,75,80kVAR,525V) | CHINT | Contactor | NXCC | 820 | 0.47156 | 386.6759 | PC
2026-01-28 | NXM-125F 3P 100A | 100A 3P 36kA MCCB, 100% | CHINT | MCCB | NXM | 250 | 0.47156 | 117.889 | PC
2026-01-28 | NXM-125F 3P 25A | 25A 3P 36kA MCCB, 100% | CHINT | MCCB | NXM | 250 | 0.47156 | 117.889 | PC
2026-01-28 | NXM-125F 3P 32A | 32A 3P 36kA MCCB, 100% | CHINT | MCCB | NXM | 250 | 0.47156 | 117.889 | PC
2026-01-28 | NXM-125F 3P 40A | 40A 3P 36kA MCCB, 100% | CHINT | MCCB | NXM | 250 | 0.47156 | 117.889 | PC
2026-01-28 | NXM-125F 3P 50A | 50A 3P 36kA MCCB, 100% | CHINT | MCCB | NXM | 250 | 0.47156 | 117.889 | PC
2026-01-28 | NXM-125F 3P 63A | 63A 3P 36kA MCCB, 100% | CHINT | MCCB | NXM | 250 | 0.47156 | 117.889 | PC
2026-01-28 | NXM-125F 3P 80A | 80A 3P 36kA MCCB, 100% | CHINT | MCCB | NXM | 250 | 0.47156 | 117.889 | PC
2026-01-28 | NXM-125-M1 HANDLE | Rotary handle (ERH) | CHINT | MCCB | NXM | 133 | 0.47156 | 62.7169 | PC
2026-01-28 | NXM-125-M1 SHT | Shunt Trip 230V AC, NXM-125-M1 | CHINT | MCCB | NXM | 120 | 0.47156 | 56.5867 | PC
2026-01-28 | NXM-125S 2P 100A | 100A 2P 36kA MCCB | CHINT | MCCB | NXM | 150 | 0.47156 | 70.7334 | PC
2026-01-28 | NXM-125S 2P 25A | 25A 2P 36kA MCCB | CHINT | MCCB | NXM | 150 | 0.47156 | 70.7334 | PC
2026-01-28 | NXM-125S 2P 32A | 32A 2P 36kA MCCB | CHINT | MCCB | NXM | 150 | 0.47156 | 70.7334 | PC
2026-01-28 | NXM-125S 2P 40A | 40A 2P 36kA MCCB | CHINT | MCCB | NXM | 150 | 0.47156 | 70.7334 | PC
2026-01-28 | NXM-125S 2P 50A | 50A 2P 36kA MCCB | CHINT | MCCB | NXM | 150 | 0.47156 | 70.7334 | PC
2026-01-28 | NXM-125S 2P 63A | 63A 2P 36kA MCCB | CHINT | MCCB | NXM | 150 | 0.47156 | 70.7334 | PC
2026-01-28 | NXM-125S 2P 80A | 80A 2P 36kA MCCB | CHINT | MCCB | NXM | 150 | 0.47156 | 70.7334 | PC
2026-01-28 | NXM-125S 3P 100A | 100A 3P 25kA MCCB, 50% | CHINT | MCCB | NXM | 203 | 0.47156 | 95.7259 | PC
2026-01-28 | NXM-125S 3P 25A | 25A 3P 25kA MCCB, 50% | CHINT | MCCB | NXM | 203 | 0.47156 | 95.7259 | PC
2026-01-28 | NXM-125S 3P 32A | 32A 3P 25kA MCCB, 50% | CHINT | MCCB | NXM | 203 | 0.47156 | 95.7259 | PC
2026-01-28 | NXM-125S 3P 40A | 40A 3P 25kA MCCB, 50% | CHINT | MCCB | NXM | 203 | 0.47156 | 95.7259 | PC
2026-01-28 | NXM-125S 3P 50A | 50A 3P 25kA MCCB, 50% | CHINT | MCCB | NXM | 203 | 0.47156 | 95.7259 | PC
2026-01-28 | NXM-125S 3P 63A | 63A 3P 25kA MCCB, 50% | CHINT | MCCB | NXM | 203 | 0.47156 | 95.7259 | PC
2026-01-28 | NXM-125S 3P 80A | 80A 3P 25kA MCCB, 50% | CHINT | MCCB | NXM | 203 | 0.47156 | 95.7259 | PC
2026-01-28 | NXM-1600-M7 HANDLE | Rotary handle (ERH) | CHINT | MCCB | NXM | 527 | 0.47156 | 248.51 | PC
2026-01-28 | NXM-1600-M7 SHT | Shunt Trip 230V AC, NXM-1600-M7 | CHINT | MCCB | NXM | 536 | 0.47156 | 252.754 | PC
2026-01-28 | NXM-160E 3P 100A | 100A 3P 20kA MCCB, 100% | CHINT | MCCB | NXM | 251 | 0.47156 | 118.3606 | PC
2026-01-28 | NXM-160E 3P 125A | 125A 3P 20kA MCCB, 100% | CHINT | MCCB | NXM | 251 | 0.47156 | 118.3606 | PC
2026-01-28 | NXM-160E 3P 25A | 25A 3P 20kA MCCB, 100% | CHINT | MCCB | NXM | 251 | 0.47156 | 118.3606 | PC
2026-01-28 | NXM-160E 3P 32A | 32A 3P 20kA MCCB, 100% | CHINT | MCCB | NXM | 251 | 0.47156 | 118.3606 | PC
2026-01-28 | NXM-160E 3P 40A | 40A 3P 20kA MCCB, 100% | CHINT | MCCB | NXM | 251 | 0.47156 | 118.3606 | PC
2026-01-28 | NXM-160E 3P 50A | 50A 3P 20kA MCCB, 100% | CHINT | MCCB | NXM | 251 | 0.47156 | 118.3606 | PC
2026-01-28 | NXM-160E 3P 63A | 63A 3P 20kA MCCB, 100% | CHINT | MCCB | NXM | 251 | 0.47156 | 118.3606 | PC
2026-01-28 | NXM-160E 3P 80A | 80A 3P 20kA MCCB, 100% | CHINT | MCCB | NXM | 251 | 0.47156 | 118.3606 | PC
2026-01-28 | NXM-160F 3P 125A | 125A 3P 36kA MCCB, 100% | CHINT | MCCB | NXM | 251 | 0.47156 | 118.3606 | PC
2026-01-28 | NXM-160-M2 HANDLE | Rotary handle (ERH) | CHINT | MCCB | NXM | 133 | 0.47156 | 62.7169 | PC
2026-01-28 | NXM-160-M2 SHT | Shunt Trip 230V AC, NXM-160-M2 | CHINT | MCCB | NXM | 131 | 0.47156 | 61.7738 | PC
2026-01-28 | NXM-160S 2P 100A | 100A 2P 50kA MCCB | CHINT | MCCB | NXM | 200 | 0.47156 | 94.3112 | PC
2026-01-28 | NXM-160S 2P 25A | 25A 2P 50kA MCCB | CHINT | MCCB | NXM | 200 | 0.47156 | 94.3112 | PC
2026-01-28 | NXM-160S 2P 32A | 32A 2P 50kA MCCB | CHINT | MCCB | NXM | 200 | 0.47156 | 94.3112 | PC
2026-01-28 | NXM-160S 2P 40A | 40A 2P 50kA MCCB | CHINT | MCCB | NXM | 200 | 0.47156 | 94.3112 | PC
2026-01-28 | NXM-160S 2P 50A | 50A 2P 50kA MCCB | CHINT | MCCB | NXM | 200 | 0.47156 | 94.3112 | PC
2026-01-28 | NXM-160S 2P 63A | 63A 2P 50kA MCCB | CHINT | MCCB | NXM | 200 | 0.47156 | 94.3112 | PC
2026-01-28 | NXM-160S 2P 80A | 80A 2P 50kA MCCB | CHINT | MCCB | NXM | 200 | 0.47156 | 94.3112 | PC
2026-01-28 | NXM-160S 3P 125A | 125A 3P 36kA MCCB, 50% | CHINT | MCCB | NXM | 251 | 0.47156 | 118.3606 | PC
2026-01-28 | NXM-250F 3P 160A | 160A 3P 36kA MCCB, 100% | CHINT | MCCB | NXM | 447 | 0.47156 | 210.7855 | PC
2026-01-28 | NXM-250F 3P 200A | 200A 3P 36kA MCCB, 100% | CHINT | MCCB | NXM | 473 | 0.47156 | 223.046 | PC
2026-01-28 | NXM-250F 3P 250A | 250A 3P 36kA MCCB, 100% | CHINT | MCCB | NXM | 729 | 0.47156 | 343.7643 | PC
2026-01-28 | NXM-250-M3 AUX+ALRM | Auxiliary + Alarm, NXM-250-M1 | CHINT | MCCB | NXM | 194 | 0.47156 | 91.4819 | PC
2026-01-28 | NXM-250-M3 HANDLE | Rotary handle (ERH) | CHINT | MCCB | NXM | 146 | 0.47156 | 68.8472 | PC
2026-01-28 | NXM-250-M3 SHT | Shunt Trip 230V AC, NXM-250-M3 | CHINT | MCCB | NXM | 146 | 0.47156 | 68.8472 | PC
2026-01-28 | NXM-250S 3P 160A | 160A 3P 36kA MCCB, 50% | CHINT | MCCB | NXM | 301 | 0.47156 | 141.9384 | PC
2026-01-28 | NXM-250S 3P 200A | 200A 3P 36kA MCCB, 50% | CHINT | MCCB | NXM | 381 | 0.47156 | 179.6628 | PC
2026-01-28 | NXM-250S 3P 250A | 250A 3P 36kA MCCB, 50% | CHINT | MCCB | NXM | 558 | 0.47156 | 263.1282 | PC
2026-01-28 | NXM-400/630-M4 SHT | Shunt Trip 230V AC, NXM-400/630-M4 | CHINT | MCCB | NXM | 248 | 0.47156 | 116.9459 | PC
2026-01-28 | NXM-400F 3P 320A | 320A 3P 50kA MCCB | CHINT | MCCB | NXM | 1190 | 0.47156 | 561.1516 | PC
2026-01-28 | NXM-400-M4 HANDLE | Rotary handle (ERH) | CHINT | MCCB | NXM | 191 | 0.47156 | 90.0672 | PC
2026-01-28 | NXM-63/125/160-M1/M2 AUX+ALRM | Auxiliary + Alarm, NXM-63-M1, NXM-125-M1, NXM-160-M2 | CHINT | MCCB | NXM | 245 | 0.47156 | 115.5312 | PC
2026-01-28 | NXM-630F 3P 400A | 400A 3P 50kA MCCB | CHINT | MCCB | NXM | 1429 | 0.47156 | 673.8535 | PC
2026-01-28 | NXM-630F 3P 500A | 500A 3P 50kA MCCB | CHINT | MCCB | NXM | 2231 | 0.47156 | 1052.0414 | PC
2026-01-28 | NXM-630F 3P 630A | 630A 3P 50kA MCCB | CHINT | MCCB | NXM | 2231 | 0.47156 | 1052.0414 | PC
2026-01-28 | NXM-630-M4 HANDLE | Rotary handle (ERH) | CHINT | MCCB | NXM | 191 | 0.47156 | 90.0672 | PC
2026-01-28 | NXM-63-M1 HANDLE | Rotary handle (ERH) | CHINT | MCCB | NXM | 133 | 0.47156 | 62.7169 | PC
2026-01-28 | NXM-800F 3P 800A | 800A 3P 50kA MCCB | CHINT | MCCB | NXM | 3807 | 0.47156 | 1795.2137 | PC
2026-01-28 | NXM-800-M5 HANDLE | Rotary handle (ERH) | CHINT | MCCB | NXM | 238 | 0.47156 | 112.2303 | PC
2026-01-28 | NXM-800-M5 SHT | Shunt Trip 230V AC, NXM-800-M5 | CHINT | MCCB | NXM | 276 | 0.47156 | 130.1495 | PC
2026-01-28 | NXR-25 0.1…0.16A | THERMOL OVERLOAD RELAY 0.1… 0.16A | CHINT | TOR | NXC | 52 | 0.47156 | 24.5209 | PC
2026-01-28 | NXR-25 0.16…0.25A | THERMOL OVERLOAD RELAY 0.16…0.25A | CHINT | TOR | NXC | 52 | 0.47156 | 24.5209 | PC
2026-01-28 | NXR-25 0.25…0.4A | THERMOL OVERLOAD RELAY 0.25…0.4A | CHINT | TOR | NXC | 52 | 0.47156 | 24.5209 | PC
2026-01-28 | NXR-25 0.4…0.63A | THERMOL OVERLOAD RELAY 0.4…0.63A | CHINT | TOR | NXC | 52 | 0.47156 | 24.5209 | PC
2026-01-28 | NXR-25 0.63…1A | THERMOL OVERLOAD RELAY 0.63…1A | CHINT | TOR | NXC | 52 | 0.47156 | 24.5209 | PC
2026-01-28 | NXR-25 1.6…2.5A | THERMOL OVERLOAD RELAY 1.6…2.5A | CHINT | TOR | NXC | 52 | 0.47156 | 24.5209 | PC
2026-01-28 | NXR-25 1…1.6A | THERMOL OVERLOAD RELAY 1…1.6A | CHINT | TOR | NXC | 52 | 0.47156 | 24.5209 | PC
2026-01-28 | NXR-25 12…18A | THERMOL OVERLOAD RELAY 12…18A | CHINT | TOR | NXC | 54 | 0.47156 | 25.464 | PC
2026-01-28 | NXR-25 17…25A | THERMOL OVERLOAD RELAY 17…25A | CHINT | TOR | NXC | 54 | 0.47156 | 25.464 | PC
2026-01-28 | NXR-25 2.5…4A | THERMOL OVERLOAD RELAY 2.5…4A | CHINT | TOR | NXC | 52 | 0.47156 | 24.5209 | PC
2026-01-28 | NXR-25 4…6A | THERMOL OVERLOAD RELAY 4…6A | CHINT | TOR | NXC | 52 | 0.47156 | 24.5209 | PC
2026-01-28 | NXR-25 5.5…8A | THERMOL OVERLOAD RELAY 5.5…8A | CHINT | TOR | NXC | 52 | 0.47156 | 24.5209 | PC
2026-01-28 | NXR-25 7…10A | THERMOL OVERLOAD RELAY 7…10A | CHINT | TOR | NXC | 52 | 0.47156 | 24.5209 | PC
2026-01-28 | NXR-25 9…13A | THERMOL OVERLOAD RELAY 9…13A | CHINT | TOR | NXC | 54 | 0.47156 | 25.464 | PC
2026-01-28 | NXR-36 23…32A | THERMOL OVERLOAD RELAY 23…32A | CHINT | TOR | NXC | 94 | 0.47156 | 44.3263 | PC
2026-01-28 | NXR-36 30…38A | THERMOL OVERLOAD RELAY 30…38A | CHINT | TOR | NXC | 94 | 0.47156 | 44.3263 | PC
2026-01-28 | NXR-93 30…40A | THERMOL OVERLOAD RELAY 30…40A | CHINT | TOR | NXC | 139 | 0.47156 | 65.5463 | PC
2026-01-28 | NXR-93 37…50A | THERMOL OVERLOAD RELAY 37…50A | CHINT | TOR | NXC | 139 | 0.47156 | 65.5463 | PC
2026-01-28 | NXR-93 48…65A | THERMOL OVERLOAD RELAY 48…65A | CHINT | TOR | NXC | 139 | 0.47156 | 65.5463 | PC
2026-01-28 | NXR-93 55…70A | THERMOL OVERLOAD RELAY 55…70A | CHINT | TOR | NXC | 139 | 0.47156 | 65.5463 | PC
2026-01-28 | NXR-93 63…80A | THERMOL OVERLOAD RELAY 63…80A | CHINT | TOR | NXC | 139 | 0.47156 | 65.5463 | PC
2026-01-28 | NXR-93 80…100A | THERMOL OVERLOAD RELAY 80…100A | CHINT | TOR | NXC | 146 | 0.47156 | 68.8472 | PC
2026-06-18 | OFAF000H100 | 000size Fuselinks, 100A gG fuse | ABB | Fuse Switch | gG fuse | 80 | 0.3353 | 26.824 | PC
2026-06-18 | OFAF000H40 | 000size Fuselinks, 40A gG fuse | ABB | Fuse Switch | gG fuse | 80 | 0.3353 | 26.824 | PC
2026-06-18 | OFAF000H63 | 000size Fuselinks, 63A gG fuse | ABB | Fuse Switch | gG fuse | 80 | 0.3353 | 26.824 | PC
2025-07-05 | Omron SET-3A Current Transformer | Current Transformer | Omron | Relay | None | 197 | 1 | 197 | PC
2019-12-05 | OM-S8VK-G480(2each) | Ommura special DC power supply IN: 240VAC Out: 110VDC Rating: 10A | Omron | Supply | None | 2200 | 1 | 2200 | PC
NA | One | value of 1 | WY | Wilson | none | 1 | 1 | 1 | PC
2024-02-03 | OS63GD12P | 63A 3P SWITCH FUSE - OS Series | ABB | Fuse Switch | gG fuse | 1618 | 0.3353 | 542.5154 | PC
2026-06-19 | OT100F4C + OHBS2AJE011 + OXS6X130 | 100A 4P Manual Change-Over Switch | ABB | MTS | OT_c | 1374 | 0.3353 | 460.7022 | PC
2026-06-19 | OT125F4C + OHBS2AJE011 + OXS6X130 | 125A 4P Manual Change-Over Switch | ABB | MTS | OT_c | 2013 | 0.3353 | 674.9589 | PC
2022-12-07 | OT160E04CP | 160A 4P Manual Change-Over Switch | ABB | MTS | OT_c | 3177 | 0.3353 | 1065.2481 | PC
2022-12-07 | OT16F4C + OHBS2AJE011 + OXS6X130 | 16A 4P Manual Change-Over Switch | ABB | MTS | OT_c | 946 | 0.3353 | 317.1938 | PC
2022-12-07 | OT200E04CP | 200A 4P Manual Change-Over Switch | ABB | MTS | OT_c | 3534 | 0.3353 | 1184.9502 | PC
2022-12-07 | OT250E04CP | 250A 4P Manual Change-Over Switch | ABB | MTS | OT_c | 4054 | 0.3353 | 1359.3062 | PC
2022-12-07 | OT25F4C + OHBS2AJE011 + OXS6X130 | 25A 4P Manual Change-Over Switch | ABB | MTS | OT_c | 1048 | 0.3353 | 351.3944 | PC
2022-12-07 | OT40F4C + OHBS2AJE011 + OXS6X130 | 40A 4P Manual Change-Over Switch | ABB | MTS | OT_c | 1162 | 0.3353 | 389.6186 | PC
2022-12-07 | OT63F4C + OHBS2AJE011 + OXS6X130 | 63A 4P Manual Change-Over Switch | ABB | MTS | OT_c | 1707 | 0.3353 | 572.3571 | PC
2022-12-07 | OT80F4C + OHBS2AJE011 + OXS6X130 | 80A 4P Manual Change-Over Switch | ABB | MTS | OT_c | 1826 | 0.3353 | 612.2578 | PC
2026-06-16 | OTM1000E4CM230C OA1G10 OA3G01 | 1000A 4P AC31 ATS | ABB | ATS | OTM | 39152 | 0.3353 | 13127.6656 | PC
2026-06-16 | OTM100F4CMA230V OA1G10 OA1G01 | 100A 4P AC31 ATS | ABB | ATS | OTM | 7265 | 0.3353 | 2435.9545 | PC
2026-06-16 | OTM1250E4CM230C OA1G10 OA3G01 | 1250A 4P AC31 ATS | ABB | ATS | OTM | 41652 | 0.3353 | 13965.9156 | PC
2026-06-16 | OTM125F4CMA230V OA1G10 OA1G01 | 125A 4P AC31 ATS | ABB | ATS | OTM | 8515 | 0.3353 | 2855.0795 | PC
2026-06-16 | OTM1600E4CM230C OA1G10 OA3G01 | 1600A 4P AC31 ATS | ABB | ATS | OTM | 52491 | 0.3353 | 17600.2323 | PC
2026-06-16 | OTM160E4CM230C OA1G10 QA1G01 | 160A 4P AC31 ATS | ABB | ATS | OTM | 10183 | 0.3353 | 3414.3599 | PC
2026-06-16 | OTM2000E4CM230C OA1G10 OA3G01 | 2000A 4P AC31 ATS | ABB | ATS | OTM | 76458 | 0.3353 | 25636.3674 | PC
2026-06-16 | OTM200E4CM230C OA1G10 OA3G01 | 200A 4P AC31 ATS | ABB | ATS | OTM | 11600 | 0.3353 | 3889.48 | PC
2026-06-16 | OTM2500E4CM230C OA1G10 OA3G01 | 2500A 4P AC31 ATS | ABB | ATS | OTM | 85002 | 0.3353 | 28501.1706 | PC
2026-06-16 | OTM250E4CM230C OA1G10 OA3G01 | 250A 4P AC31 ATS | ABB | ATS | OTM | 13143 | 0.3353 | 4406.8479 | PC
2026-06-16 | OTM315E4CM230C OA1G10 OA3G01 | 315A 4P AC31 ATS | ABB | ATS | OTM | 14685 | 0.3353 | 4923.8805 | PC
2026-06-16 | OTM400E4CM230C OA1G10 OA3G01 | 400A 4P AC31 ATS | ABB | ATS | OTM | 16269 | 0.3353 | 5454.9957 | PC
2026-06-16 | OTM40F4CMA230V OA1G10 OA1G01 | 40A 4P AC31 ATS | ABB | ATS | OTM | 5536 | 0.3353 | 1856.2208 | PC
2026-06-16 | OTM630E4CM230C 0A1G10 0A3G01 | 630A 4P AC31 ATS | ABB | ATS | OTM | 19937 | 0.3353 | 6684.8761 | PC
2026-06-16 | OTM63F4CMA230V OA1G10 OA1G01 | 63A 4P AC31 ATS | ABB | ATS | OTM | 5790 | 0.3353 | 1941.387 | PC
2026-06-16 | OTM800E4CM230C 0A1G10 0A3G01 | 800A 4P AC31 ATS | ABB | ATS | OTM | 24147 | 0.3353 | 8096.4891 | PC
2026-06-16 | OTM80F4CMA230V OA1G10 OA1G01 | 80A 4P AC31 ATS | ABB | ATS | OTM | 6556 | 0.3353 | 2198.2268 | PC
2026-06-18 | P1B160 - 1SDA116203R1 | 16A 3P 18kA MCCB - ADJUSTABLE | ABB | MCCB | DSP | 745 | 0.3323 | 247.5635 | PC
2026-06-18 | P1B160 - 1SDA116204R1 | 20A 3P 18kA MCCB - ADJUSTABLE | ABB | MCCB | DSP | 745 | 0.3323 | 247.5635 | PC
2026-06-18 | P1B160 - 1SDA116205R1 | 25A 3P 18kA MCCB - ADJUSTABLE | ABB | MCCB | DSP | 745 | 0.3323 | 247.5635 | PC
2026-06-18 | P1B160 - 1SDA116206R1 | 32A 3P 18kA MCCB - ADJUSTABLE | ABB | MCCB | DSP | 745 | 0.3323 | 247.5635 | PC
2026-06-18 | P1B160 - 1SDA116207R1 | 40A 3P 18kA MCCB - ADJUSTABLE | ABB | MCCB | DSP | 745 | 0.3323 | 247.5635 | PC
2026-06-18 | P1B160 - 1SDA116208R1 | 50A 3P 18kA MCCB - ADJUSTABLE | ABB | MCCB | DSP | 745 | 0.3323 | 247.5635 | PC
2026-06-18 | P1B160 - 1SDA116209R1 | 63A 3P 18kA MCCB - ADJUSTABLE | ABB | MCCB | DSP | 745 | 0.3323 | 247.5635 | PC
2026-06-18 | P1B160 - 1SDA116210R1 | 80A 3P 18kA MCCB - ADJUSTABLE | ABB | MCCB | DSP | 745 | 0.3323 | 247.5635 | PC
2026-06-18 | P1B160 - 1SDA116211R1 | 100A 3P 18kA MCCB - ADJUSTABLE | ABB | MCCB | DSP | 745 | 0.3323 | 247.5635 | PC
2026-06-18 | P1B160 - 1SDA116212R1 | 125A 3P 18kA MCCB - ADJUSTABLE | ABB | MCCB | DSP | 1151 | 0.3323 | 382.4773 | PC
2026-06-18 | P1B160 - 1SDA116213R1 | 160A 3P 18kA MCCB - ADJUSTABLE | ABB | MCCB | DSP | 1151 | 0.3323 | 382.4773 | PC
2026-06-18 | P1B160 - 1SDA116214R1 | 16A 4P 18kA MCCB - ADJUSTABLE | ABB | MCCB | DSP | 1041 | 0.3323 | 345.9243 | PC
2026-06-18 | P1B160 - 1SDA116215R1 | 20A 4P 18kA MCCB - ADJUSTABLE | ABB | MCCB | DSP | 1041 | 0.3323 | 345.9243 | PC
2026-06-18 | P1B160 - 1SDA116216R1 | 25A 4P 18kA MCCB - ADJUSTABLE | ABB | MCCB | DSP | 1041 | 0.3323 | 345.9243 | PC
2026-06-18 | P1B160 - 1SDA116217R1 | 32A 4P 18kA MCCB - ADJUSTABLE | ABB | MCCB | DSP | 1041 | 0.3323 | 345.9243 | PC
2026-06-18 | P1B160 - 1SDA116218R1 | 40A 4P 18kA MCCB - ADJUSTABLE | ABB | MCCB | DSP | 1041 | 0.3323 | 345.9243 | PC
2026-06-18 | P1B160 - 1SDA116219R1 | 50A 4P 18kA MCCB - ADJUSTABLE | ABB | MCCB | DSP | 1041 | 0.3323 | 345.9243 | PC
2026-06-18 | P1B160 - 1SDA116220R1 | 63A 4P 18kA MCCB - ADJUSTABLE | ABB | MCCB | DSP | 1041 | 0.3323 | 345.9243 | PC
2026-06-18 | P1B160 - 1SDA116221R1 | 80A 4P 18kA MCCB - ADJUSTABLE | ABB | MCCB | DSP | 1041 | 0.3323 | 345.9243 | PC
2026-06-18 | P1B160 - 1SDA116222R1 | 100A 4P 18kA MCCB - ADJUSTABLE | ABB | MCCB | DSP | 1041 | 0.3323 | 345.9243 | PC
2026-06-18 | P1B160 - 1SDA116225R1 | 125A 4P 18kA MCCB - ADJUSTABLE | ABB | MCCB | DSP | 1610 | 0.3323 | 535.003 | PC
2026-06-18 | P1B160 - 1SDA116226R1 | 160A 4P 18kA MCCB - ADJUSTABLE | ABB | MCCB | DSP | 1610 | 0.3323 | 535.003 | PC
2026-06-18 | P1C160 - 1SDA116227R1 | 16A 3P 25kA MCCB - ADJUSTABLE | ABB | MCCB | DSP | 785 | 0.3323 | 260.8555 | PC
2026-06-18 | P1C160 - 1SDA116228R1 | 20A 3P 25kA MCCB - ADJUSTABLE | ABB | MCCB | DSP | 785 | 0.3323 | 260.8555 | PC
2026-06-18 | P1C160 - 1SDA116229R1 | 25A 3P 25kA MCCB - ADJUSTABLE | ABB | MCCB | DSP | 785 | 0.3323 | 260.8555 | PC
2026-06-18 | P1C160 - 1SDA116230R1 | 32A 3P 25kA MCCB - ADJUSTABLE | ABB | MCCB | DSP | 785 | 0.3323 | 260.8555 | PC
2026-06-18 | P1C160 - 1SDA116231R1 | 40A 3P 25kA MCCB - ADJUSTABLE | ABB | MCCB | DSP | 785 | 0.3323 | 260.8555 | PC
2026-06-18 | P1C160 - 1SDA116232R1 | 50A 3P 25kA MCCB - ADJUSTABLE | ABB | MCCB | DSP | 785 | 0.3323 | 260.8555 | PC
2026-06-18 | P1C160 - 1SDA116233R1 | 63A 3P 25kA MCCB - ADJUSTABLE | ABB | MCCB | DSP | 785 | 0.3323 | 260.8555 | PC
2026-06-18 | P1C160 - 1SDA116234R1 | 80A 3P 25kA MCCB - ADJUSTABLE | ABB | MCCB | DSP | 785 | 0.3323 | 260.8555 | PC
2026-06-18 | P1C160 - 1SDA116235R1 | 100A 3P 25kA MCCB - ADJUSTABLE | ABB | MCCB | DSP | 785 | 0.3323 | 260.8555 | PC
2026-06-18 | P1C160 - 1SDA116236R1 | 125A 3P 25kA MCCB - ADJUSTABLE | ABB | MCCB | DSP | 1212 | 0.3323 | 402.7476 | PC
2026-06-18 | P1C160 - 1SDA116237R1 | 160A 3P 25kA MCCB - ADJUSTABLE | ABB | MCCB | DSP | 1212 | 0.3323 | 402.7476 | PC
2026-06-18 | P1C160 - 1SDA116238R1 | 16A 4P 25kA MCCB - ADJUSTABLE | ABB | MCCB | DSP | 1097 | 0.3323 | 364.5331 | PC
2026-06-18 | P1C160 - 1SDA116239R1 | 20A 4P 25kA MCCB - ADJUSTABLE | ABB | MCCB | DSP | 1097 | 0.3323 | 364.5331 | PC
2026-06-18 | P1C160 - 1SDA116240R1 | 25A 4P 25kA MCCB - ADJUSTABLE | ABB | MCCB | DSP | 1097 | 0.3323 | 364.5331 | PC
2026-06-18 | P1C160 - 1SDA116241R1 | 32A 4P 25kA MCCB - ADJUSTABLE | ABB | MCCB | DSP | 1097 | 0.3323 | 364.5331 | PC
2026-06-18 | P1C160 - 1SDA116242R1 | 40A 4P 25kA MCCB - ADJUSTABLE | ABB | MCCB | DSP | 1097 | 0.3323 | 364.5331 | PC
2026-06-18 | P1C160 - 1SDA116243R1 | 50A 4P 25kA MCCB - ADJUSTABLE | ABB | MCCB | DSP | 1097 | 0.3323 | 364.5331 | PC
2026-06-18 | P1C160 - 1SDA116244R1 | 63A 4P 25kA MCCB - ADJUSTABLE | ABB | MCCB | DSP | 1097 | 0.3323 | 364.5331 | PC
2026-06-18 | P1C160 - 1SDA116245R1 | 80A 4P 25kA MCCB - ADJUSTABLE | ABB | MCCB | DSP | 1097 | 0.3323 | 364.5331 | PC
2026-06-18 | P1C160 - 1SDA116246R1 | 100A 4P 25kA MCCB - ADJUSTABLE | ABB | MCCB | DSP | 1097 | 0.3323 | 364.5331 | PC
2026-06-18 | P1C160 - 1SDA116249R1 | 125A 4P 25kA MCCB - ADJUSTABLE | ABB | MCCB | DSP | 1694 | 0.3323 | 562.9162 | PC
2026-06-18 | P1C160 - 1SDA116250R1 | 160A 4P 25kA MCCB - ADJUSTABLE | ABB | MCCB | DSP | 1694 | 0.3323 | 562.9162 | PC
2025-11-27 | P1C160 - 1SDA116325R1 | 200A 3P 25kA MCCB - ADJUSTABLE | ABB | MCCB | DSP | 1603 | 0.3323 | 532.6769 | PC
2025-11-27 | P1C160 - 1SDA116326R1 | 250A 3P 25kA MCCB - ADJUSTABLE | ABB | MCCB | DSP | 1603 | 0.3323 | 532.6769 | PC
2025-11-27 | P1C160 - 1SDA116333R1 | 200A 4P 25kA MCCB - ADJUSTABLE | ABB | MCCB | DSP | 2244 | 0.3323 | 745.6812 | PC
2025-11-27 | P1C160 - 1SDA116334R1 | 250A 4P 25kA MCCB - ADJUSTABLE | ABB | MCCB | DSP | 2244 | 0.3323 | 745.6812 | PC
2025-11-27 | P1N160 - 1SDA116251R1 | 16A 3P 36kA MCCB - FIXED | ABB | MCCB | DSP | 755 | 0.3323 | 250.8865 | PC
2025-11-27 | P1N160 - 1SDA116252R1 | 20A 3P 36kA MCCB - FIXED | ABB | MCCB | DSP | 755 | 0.3323 | 250.8865 | PC
2025-11-27 | P1N160 - 1SDA116253R1 | 25A 3P 36kA MCCB - ADJUSTABLE | ABB | MCCB | DSP | 755 | 0.3323 | 250.8865 | PC
2025-11-27 | P1N160 - 1SDA116254R1 | 32A 3P 36kA MCCB - ADJUSTABLE | ABB | MCCB | DSP | 755 | 0.3323 | 250.8865 | PC
2025-11-27 | P1N160 - 1SDA116255R1 | 40A 3P 36kA MCCB - ADJUSTABLE | ABB | MCCB | DSP | 755 | 0.3323 | 250.8865 | PC
2025-11-27 | P1N160 - 1SDA116256R1 | 50A 3P 36kA MCCB - ADJUSTABLE | ABB | MCCB | DSP | 755 | 0.3323 | 250.8865 | PC
2025-11-27 | P1N160 - 1SDA116257R1 | 63A 3P 36kA MCCB - ADJUSTABLE | ABB | MCCB | DSP | 755 | 0.3323 | 250.8865 | PC
2025-11-27 | P1N160 - 1SDA116258R1 | 80A 3P 36kA MCCB - ADJUSTABLE | ABB | MCCB | DSP | 755 | 0.3323 | 250.8865 | PC
2025-11-27 | P1N160 - 1SDA116259R1 | 100A 3P 36kA MCCB - ADJUSTABLE | ABB | MCCB | DSP | 755 | 0.3323 | 250.8865 | PC
2025-11-27 | P1N160 - 1SDA116260R1 | 125A 3P 36kA MCCB - ADJUSTABLE | ABB | MCCB | DSP | 1205 | 0.3323 | 400.4215 | PC
2025-11-27 | P1N160 - 1SDA116261R1 | 160A 3P 36kA MCCB - ADJUSTABLE | ABB | MCCB | DSP | 1205 | 0.3323 | 400.4215 | PC
2025-11-27 | P1N160 - 1SDA116262R1 | 16A 4P 36kA MCCB - FIXED | ABB | MCCB | DSP | 1055 | 0.3323 | 350.5765 | PC
2025-11-27 | P1N160 - 1SDA116263R1 | 20A 4P 36kA MCCB - FIXED | ABB | MCCB | DSP | 1055 | 0.3323 | 350.5765 | PC
2025-11-27 | P1N160 - 1SDA116264R1 | 25A 4P 36kA MCCB - ADJUSTABLE | ABB | MCCB | DSP | 1055 | 0.3323 | 350.5765 | PC
2025-11-27 | P1N160 - 1SDA116265R1 | 32A 4P 36kA MCCB - ADJUSTABLE | ABB | MCCB | DSP | 1055 | 0.3323 | 350.5765 | PC
2025-11-27 | P1N160 - 1SDA116266R1 | 40A 4P 36kA MCCB - ADJUSTABLE | ABB | MCCB | DSP | 1055 | 0.3323 | 350.5765 | PC
2025-11-27 | P1N160 - 1SDA116267R1 | 50A 4P 36kA MCCB - ADJUSTABLE | ABB | MCCB | DSP | 1055 | 0.3323 | 350.5765 | PC
2025-11-27 | P1N160 - 1SDA116268R1 | 63A 4P 36kA MCCB - ADJUSTABLE | ABB | MCCB | DSP | 1055 | 0.3323 | 350.5765 | PC
2025-11-27 | P1N160 - 1SDA116269R1 | 80A 4P 36kA MCCB - ADJUSTABLE | ABB | MCCB | DSP | 1055 | 0.3323 | 350.5765 | PC
2025-11-27 | P1N160 - 1SDA116270R1 | 100A 4P 36kA MCCB - ADJUSTABLE | ABB | MCCB | DSP | 1055 | 0.3323 | 350.5765 | PC
2025-11-27 | P1N160 - 1SDA116273R1 | 125A 4P 36kA MCCB - ADJUSTABLE | ABB | MCCB | DSP | 1686 | 0.3323 | 560.2578 | PC
2025-11-27 | P1N160 - 1SDA116274R1 | 160A 4P 36kA MCCB - ADJUSTABLE | ABB | MCCB | DSP | 1686 | 0.3323 | 560.2578 | PC
2025-11-27 | P1S160 - 1SDA116275R1 | 16A 3P 50kA MCCB - FIXED | ABB | MCCB | DSP | 965 | 0.3323 | 320.6695 | PC
2025-11-27 | P1S160 - 1SDA116276R1 | 20A 3P 50kA MCCB - FIXED | ABB | MCCB | DSP | 965 | 0.3323 | 320.6695 | PC
2025-11-27 | P1S160 - 1SDA116277R1 | 25A 3P 50kA MCCB - ADJUSTABLE | ABB | MCCB | DSP | 965 | 0.3323 | 320.6695 | PC
2025-11-27 | P1S160 - 1SDA116278R1 | 32A 3P 50kA MCCB - ADJUSTABLE | ABB | MCCB | DSP | 965 | 0.3323 | 320.6695 | PC
2025-11-27 | P1S160 - 1SDA116279R1 | 40A 3P 50kA MCCB - ADJUSTABLE | ABB | MCCB | DSP | 965 | 0.3323 | 320.6695 | PC
2025-11-27 | P1S160 - 1SDA116280R1 | 50A 3P 50kA MCCB - ADJUSTABLE | ABB | MCCB | DSP | 965 | 0.3323 | 320.6695 | PC
2025-11-27 | P1S160 - 1SDA116281R1 | 63A 3P 50kA MCCB - ADJUSTABLE | ABB | MCCB | DSP | 965 | 0.3323 | 320.6695 | PC
2025-11-27 | P1S160 - 1SDA116282R1 | 80A 3P 50kA MCCB - ADJUSTABLE | ABB | MCCB | DSP | 965 | 0.3323 | 320.6695 | PC
2025-11-27 | P1S160 - 1SDA116283R1 | 100A 3P 50kA MCCB - ADJUSTABLE | ABB | MCCB | DSP | 965 | 0.3323 | 320.6695 | PC
2025-11-27 | P1S160 - 1SDA116284R1 | 125A 3P 50kA MCCB - ADJUSTABLE | ABB | MCCB | DSP | 1436 | 0.3323 | 477.1828 | PC
2025-11-27 | P1S160 - 1SDA116285R1 | 160A 3P 50kA MCCB - ADJUSTABLE | ABB | MCCB | DSP | 1436 | 0.3323 | 477.1828 | PC
2025-11-27 | P1S160 - 1SDA116286R1 | 16A 4P 50kA MCCB - FIXED | ABB | MCCB | DSP | 1349 | 0.3323 | 448.2727 | PC
2025-11-27 | P1S160 - 1SDA116287R1 | 20A 4P 50kA MCCB - FIXED | ABB | MCCB | DSP | 1349 | 0.3323 | 448.2727 | PC
2025-11-27 | P1S160 - 1SDA116288R1 | 25A 4P 50kA MCCB - ADJUSTABLE | ABB | MCCB | DSP | 1349 | 0.3323 | 448.2727 | PC
2025-11-27 | P1S160 - 1SDA116289R1 | 32A 4P 50kA MCCB - ADJUSTABLE | ABB | MCCB | DSP | 1349 | 0.3323 | 448.2727 | PC
2025-11-27 | P1S160 - 1SDA116290R1 | 40A 4P 50kA MCCB - ADJUSTABLE | ABB | MCCB | DSP | 1349 | 0.3323 | 448.2727 | PC
2025-11-27 | P1S160 - 1SDA116291R1 | 50A 4P 50kA MCCB - ADJUSTABLE | ABB | MCCB | DSP | 1349 | 0.3323 | 448.2727 | PC
2025-11-27 | P1S160 - 1SDA116292R1 | 63A 4P 50kA MCCB - ADJUSTABLE | ABB | MCCB | DSP | 1349 | 0.3323 | 448.2727 | PC
2025-11-27 | P1S160 - 1SDA116293R1 | 80A 4P 50kA MCCB - ADJUSTABLE | ABB | MCCB | DSP | 1349 | 0.3323 | 448.2727 | PC
2025-11-27 | P1S160 - 1SDA116294R1 | 100A 4P 50kA MCCB - ADJUSTABLE | ABB | MCCB | DSP | 1349 | 0.3323 | 448.2727 | PC
2025-11-27 | P1S160 - 1SDA116297R1 | 125A 4P 50kA MCCB - ADJUSTABLE | ABB | MCCB | DSP | 2010 | 0.3323 | 667.923 | PC
2025-11-27 | P1S160 - 1SDA116298R1 | 160A 4P 50kA MCCB - ADJUSTABLE | ABB | MCCB | DSP | 2010 | 0.3323 | 667.923 | PC
2025-11-27 | P2N250 - 1SDA116337R1 | 200A 3P 36kA MCCB - ADJUSTABLE | ABB | MCCB | DSP | 1744 | 0.3323 | 579.5312 | PC
2025-11-27 | P2N250 - 1SDA116338R1 | 250A 3P 36kA MCCB - ADJUSTABLE | ABB | MCCB | DSP | 1744 | 0.3323 | 579.5312 | PC
2025-11-27 | P2N250 - 1SDA116345R1 | 200A 4P 36kA MCCB - ADJUSTABLE | ABB | MCCB | DSP | 2443 | 0.3323 | 811.8089 | PC
2025-11-27 | P2N250 - 1SDA116346R1 | 250A 4P 36kA MCCB - ADJUSTABLE | ABB | MCCB | DSP | 2443 | 0.3323 | 811.8089 | PC
2025-11-27 | P2S250 - 1SDA116349R1 | 200A 3P 50kA MCCB - ADJUSTABLE | ABB | MCCB | DSP | 2059 | 0.3323 | 684.2057 | PC
2025-11-27 | P2S250 - 1SDA116350R1 | 250A 3P 50kA MCCB - ADJUSTABLE | ABB | MCCB | DSP | 2059 | 0.3323 | 684.2057 | PC
2025-11-27 | P2S250 - 1SDA116357R1 | 200A 4P 50kA MCCB - ADJUSTABLE | ABB | MCCB | DSP | 2882 | 0.3323 | 957.6886 | PC
2025-11-27 | P2S250 - 1SDA116358R1 | 250A 4P 50kA MCCB - ADJUSTABLE | ABB | MCCB | DSP | 2882 | 0.3323 | 957.6886 | PC
2025-11-27 | P3N400 - 1SDA116371R1 | 320A 3P 36kA MCCB - ADJUSTABLE | ABB | MCCB | DSP | 3015 | 0.3323 | 1001.8845 | PC
2025-11-27 | P3N400 - 1SDA116372R1 | 400A 3P 36kA MCCB - ADJUSTABLE | ABB | MCCB | DSP | 3015 | 0.3323 | 1001.8845 | PC
2025-11-27 | P3N400 - 1SDA116377R1 | 320A 4P 36kA MCCB - ADJUSTABLE | ABB | MCCB | DSP | 4222 | 0.3323 | 1402.9706 | PC
2025-11-27 | P3N400 - 1SDA116378R1 | 400A 4P 36kA MCCB - ADJUSTABLE | ABB | MCCB | DSP | 4222 | 0.3323 | 1402.9706 | PC
2025-11-27 | P3N630 - 1SDA116373R1 | 630A 3P 36kA MCCB - ADJUSTABLE | ABB | MCCB | DSP | 4013 | 0.3323 | 1333.5199 | PC
2025-11-27 | P3N630 - 1SDA116379R1 | 630A 4P 36kA MCCB - ADJUSTABLE | ABB | MCCB | DSP | 5619 | 0.3323 | 1867.1937 | PC
2025-11-27 | P3S400 - 1SDA116380R1 | 320A 3P 50kA MCCB - ADJUSTABLE | ABB | MCCB | DSP | 3233 | 0.3323 | 1074.3259 | PC
2025-11-27 | P3S400 - 1SDA116381R1 | 400A 3P 50kA MCCB - ADJUSTABLE | ABB | MCCB | DSP | 3233 | 0.3323 | 1074.3259 | PC
2025-11-27 | P3S400 - 1SDA116386R1 | 320A 4P 50kA MCCB - ADJUSTABLE | ABB | MCCB | DSP | 4525 | 0.3323 | 1503.6575 | PC
2025-11-27 | P3S400 - 1SDA116387R1 | 400A 4P 50kA MCCB - ADJUSTABLE | ABB | MCCB | DSP | 4525 | 0.3323 | 1503.6575 | PC
2025-11-27 | P3S630 - 1SDA116382R1 | 630A 3P 50kA MCCB - ADJUSTABLE | ABB | MCCB | DSP | 4167 | 0.3323 | 1384.6941 | PC
2025-11-27 | P3S630 - 1SDA116388R1 | 630A 4P 50kA MCCB - ADJUSTABLE | ABB | MCCB | DSP | 5834 | 0.3323 | 1938.6382 | PC
2025-07-05 | Panel Light | Panel Light | TK | I/L | None | 13 | 1 | 13 | PC
2020-09-21 | PCSP120D51P54 | Active filter - AHFIP54 - Accusine PCS+ 120A 380-480 VAC IP54 | SCHNEIDER | Active Filter | AHF | 97000 | 1 | 97000 | PC
2022-10-14 | PFB43000 "A" EEPFFF10019XX | Blow Out Filter Fan | PFANNENBERG | Fan | PFB | 1228 | 0.3645 | 447.606 | PC
2020-07-01 | PFE-08 | S/S PFE-Type 5.5kW | FAIRFORD | SS | PFE | 700 | 1 | 700 | PC
2020-01-05 | PFE-10 | S/S PFE-Type 7.5kW | FAIRFORD | SS | PFE | 752 | 1 | 752 | PC
2020-07-15 | PFE-12 | S/S PFE-TYPE 11kW | FAIRFORD | SS | PFE | 850 | 1 | 850 | PC
2019-07-30 | PFE-14 | S/S PFE-TYPE 15kW | FAIRFORD | SS | PFE | 900 | 1 | 900 | PC
2020-07-15 | PFE-16 | S/S PFE-TYPE 18kW | FAIRFORD | SS | PFE | 900 | 1 | 900 | PC
2019-07-30 | PFE-18 | S/S PFE-Type 22kW | FAIRFORD | SS | PFE | 1000 | 1 | 1000 | PC
2023-05-24 | PFR120-415-50 | 12-STEPS POWER FACTOR REGULATOR | MIKRO | PF Regulator | PFR | 486 | 0.8 | 388.8 | PC
2023-05-24 | PFR140-415-50 | 14-STEPS POWER FACTOR REGULATOR | MIKRO | PF Regulator | PFR | 518 | 0.8 | 414.4 | PC
2023-05-24 | PFR60-415-50 | 6-STEPS POWER FACTOR REGULATOR | MIKRO | PF Regulator | PFR | 378 | 0.8 | 302.4 | PC
2023-05-24 | PFR80-415-50 | 8-STEPS POWER FACTOR REGULATOR | MIKRO | PF Regulator | PFR | 410 | 0.8 | 328 | PC
2023-05-24 | PhMKP440 100kVar | 100kVar 440V CAP BANK, PhMKP series | VISHAY | Cap. Bank | PhMKP | 2465 | 0.6075 | 1497.4875 | PC
2023-05-24 | PhMKP440 10kVar | 10kVar 440V CAP BANK, PhMKP series | VISHAY | Cap. Bank | PhMKP | 430 | 0.6075 | 261.225 | PC
2023-05-24 | PhMKP440 15kVar | 15kVar 440V CAP BANK, PhMKP series | VISHAY | Cap. Bank | PhMKP | 552 | 0.6075 | 335.34 | PC
2023-05-24 | PhMKP440 20kVar | 20kVar 440V CAP BANK, PhMKP series | VISHAY | Cap. Bank | PhMKP | 493 | 0.6075 | 299.4975 | PC
2023-05-24 | PhMKP440 25kVar | 25kVar 440V CAP BANK, PhMKP series | VISHAY | Cap. Bank | PhMKP | 616.25 | 0.6075 | 374.3719 | PC
2023-05-24 | PhMKP440 30kVar | 30kVar 440V CAP BANK, PhMKP series | VISHAY | Cap. Bank | PhMKP | 739.5 | 0.6075 | 449.2463 | PC
2023-05-24 | PhMKP440 40kVar | 40kVar 440V CAP BANK, PhMKP series | VISHAY | Cap. Bank | PhMKP | 986 | 0.6075 | 598.995 | PC
2023-05-24 | PhMKP440 50kVar | 50kVar 440V CAP BANK, PhMKP series | VISHAY | Cap. Bank | PhMKP | 1232.5 | 0.6075 | 748.7438 | PC
2023-05-24 | PhMKP440 5kVar | 5kVar 440V CAP BANK, PhMKP series | VISHAY | Cap. Bank | PhMKP | 350 | 0.6075 | 212.625 | PC
2023-05-24 | PhMKP440 60kVar | 60kVar 440V CAP BANK, PhMKP series | VISHAY | Cap. Bank | PhMKP | 1479 | 0.6075 | 898.4925 | PC
2023-05-24 | PhMKP440 75kVar | 75kVar 440V CAP BANK, PhMKP series | VISHAY | Cap. Bank | PhMKP | 1848.75 | 0.6075 | 1123.1156 | PC
2023-05-24 | PhMKP440 80kVar | 80kVar 440V CAP BANK, PhMKP series | VISHAY | Cap. Bank | PhMKP | 1972 | 0.6075 | 1197.99 | PC
2023-05-24 | PhMKP525 100kVar | 100kVar 525V CAP BANK, PhMKP series | VISHAY | Cap. Bank | PhMKP | 2640 | 0.6075 | 1603.8 | PC
2023-05-24 | PhMKP525 10kVar | 10kVar 525V CAP BANK, PhMKP series | VISHAY | Cap. Bank | PhMKP | 405 | 0.6075 | 246.0375 | PC
2023-05-24 | PhMKP525 15kVar | 15kVar 525V CAP BANK, PhMKP series | VISHAY | Cap. Bank | PhMKP | 540 | 0.6075 | 328.05 | PC
2023-05-24 | PhMKP525 20kVar | 20kVar 525V CAP BANK, PhMKP series | VISHAY | Cap. Bank | PhMKP | 624 | 0.6075 | 379.08 | PC
2023-05-24 | PhMKP525 25kVar | 25kVar 525V CAP BANK, PhMKP series | VISHAY | Cap. Bank | PhMKP | 660 | 0.6075 | 400.95 | PC
2023-05-24 | PhMKP525 30kVar | 30kVar 525V CAP BANK, PhMKP series | VISHAY | Cap. Bank | PhMKP | 1080 | 0.6075 | 656.1 | PC
2023-05-24 | PhMKP525 40kVar | 40kVar 525V CAP BANK, PhMKP series | VISHAY | Cap. Bank | PhMKP | 1248 | 0.6075 | 758.16 | PC
2023-05-24 | PhMKP525 50kVar | 50kVar 525V CAP BANK, PhMKP series | VISHAY | Cap. Bank | PhMKP | 1320 | 0.6075 | 801.9 | PC
2023-05-24 | PhMKP525 5kVar | 5kVar 525V CAP BANK, PhMKP series | VISHAY | Cap. Bank | PhMKP | 378 | 0.6075 | 229.635 | PC
2023-05-24 | PhMKP525 60kVar | 60kVar 525V CAP BANK, PhMKP series | VISHAY | Cap. Bank | PhMKP | 1872 | 0.6075 | 1137.24 | PC
2023-05-24 | PhMKP525 75kVar | 75kVar 525V CAP BANK, PhMKP series | VISHAY | Cap. Bank | PhMKP | 1980 | 0.6075 | 1202.85 | PC
2023-05-24 | PhMKP525 80kVar | 80kVar 525V CAP BANK, PhMKP series | VISHAY | Cap. Bank | PhMKP | 2496 | 0.6075 | 1516.32 | PC
2022-04-28 | PQM-1000s | DIGITAL POWER METER | DELAB | DPM | None | 855 | 0.4104 | 350.892 | PC
2022-04-28 | PQM-1000s-RS485 | DIGITAL POWER METER | DELAB | DPM | None | 953 | 0.4104 | 391.1112 | PC
2026-06-29 | PSE105-600-70 | Soft Starter 55kW 400V | ABB | SS | PSE | 11438 | 0.35 | 4003.3 | PC
2026-06-29 | PSE18-600-70 | Soft Starter 11kW 400V | ABB | SS | PSE | 6383 | 0.35 | 2234.05 | PC
2026-06-29 | PSE30-600-70 | Soft Starter 15kW 400V | ABB | SS | PSE | 7200 | 0.35 | 2520 | PC
2026-06-29 | PSE45-600-70 | Soft Starter 22kW 400V | ABB | SS | PSE | 7535 | 0.35 | 2637.25 | PC
2026-06-29 | PSE85-600-70 | Soft Starter 45kW 400V | ABB | SS | PSE | 11087 | 0.35 | 3880.45 | PC
2018-12-05 | PVC 10"x8"x4" Grey | PVC link enclosure box, 250x200x110, Grey | TK | PVC Box | None | 20 | 1 | 20 | PC
2018-12-05 | PVC 12"x9"x6" Grey | PVC Llink enclosure box, 310x230x145, Grey | TK | PVC Box | None | 57.5 | 1 | 57.5 | PC
2019-12-05 | QPS 3P Iso. Trans. c/w IP20 Enclosure 380/220 - YND - 50KVA | QPS Thee phase isolation transformer complete with IP20 Metal Enclosure only Input: 400 (Delta) Output: 380V(star+neutral, phase to phase) :220V(phase to neutral) Capacity:50KVA | QPS | Transformer | None | 5500 | 1 | 5500 | PC
2019-12-05 | QPS 3P Iso. Trans. c/w IP20 Enclosure 400/400 - YND - 800KVA | QPS 3Phase Isolation transformer complete with IP20 Metal Enclosure only Input: 400V(Delta) + earth Output: 400V (Star+neutral, phase to phase)+earth :230V(phase to neutral) Capacity: 800KVA | QPS | Transformer | None | 48800 | 1 | 48800 | PC
2019-08-20 | QPS 3P Iso. Trans. c/w IP20 Enclosure 460/220 - dyn11 - 350kVA | QPS 3Phase Isolator Transformer c/w IP20 Metal Enclosure Input: 460V(Delta) Output: 220V (Star +N, Phase to phase), 127V (Phase to Neutral) Capacity:350kVA Vector Group: DYN11, 60Hz Class H: 125 temp. rise H1400 x W1300 x D1240 | QPS | Transformer | None | 40200 | 1 | 40200 | PC
2021-01-27 | QPS 3P Iso.Trans. c/w IP20 Enclosure 460/240 DD - 150kVA | QPS Three phase isolation transformer c/w IP20 metal casing only Input:460V(Delta) Output: 240V(Delta) Capacity 150kVA | QPS | Transformer | none | 17700 | 1 | 17700 | PC
2023-05-24 | REF 18e | DTL E/F Type without mechanical trip button | Mun Hean | EF | E series | 449 | 0.6075 | 272.7675 | PC
2023-05-24 | REF052e | IDMT E/F Type without mechanical trip button | Mun Hean | EF | E Series | 986 | 0.6075 | 598.995 | PC
2023-05-24 | REL10 | EARTH LEAKAGE RELAY | Mun Hean | ELR | E Series | 310 | 0.6075 | 188.325 | PC
2024-10-28 | REL15001 | OC/ EF IDMT PROTECTION RELAY, P1 | SCHNEIDER | Relay | none | 1580 | 1 | 1580 | pc
2024-08-07 | RENF22R2MMW | Zelio Time - Timing relays, 2C/O contacts, Multifunction | SCHNEIDER | Relay | Zelio | 541.5 | 0.27677 | 149.8734 | PC
2025-09-26 | RESIN 100/5A MFO-MEM-34 | 100/5A Class 1, 2.5VA | Mun Hean | CT | MCT | 295 | 0.486 | 143.37 | PC
2025-09-26 | RESIN 100/5A MFO-MEP-34 | 100/5A, 10P10, 5VA | Mun Hean | CT | PCT | 965 | 0.486 | 468.99 | PC
2025-09-26 | RESIN 1000/5A MFO-MEM-85 | 1000/5A, Class 1, 15VA | Mun Hean | CT | MCT | 465 | 0.486 | 225.99 | PC
2025-09-26 | RESIN 1000/5A MFO-MEP-85 | 1000/5A, 10P10, 15VA | Mun Hean | CT | PCT | 1010 | 0.486 | 490.86 | PC
2025-09-26 | RESIN 120/5A MFO-MEM-34 | 120/5A Class 1, 2.5VA | Mun Hean | CT | MCT | 295 | 0.486 | 143.37 | PC
2025-09-26 | RESIN 1200/5A MFO-MEM-85 | 1200/5A, Class 1, 15VA | Mun Hean | CT | MCT | 510 | 0.486 | 247.86 | PC
2025-09-26 | RESIN 1200/5A MFO-MEP-85 | 1200/5A, 10P10, 15VA | Mun Hean | CT | PCT | 1045 | 0.486 | 507.87 | PC
2025-09-26 | RESIN 150/5A MFO-MEM-34 | 150/5A, Class 1, 2.5VA | Mun Hean | CT | MCT | 300 | 0.486 | 145.8 | PC
2025-09-26 | RESIN 150/5A MFO-MEP-34 | 150/5A, 10P10, 5VA | Mun Hean | CT | PCT | 965 | 0.486 | 468.99 | PC
2025-09-26 | RESIN 1600/5A MFO-MEM-110 | 1600/5A, Class 0.5, 20VA | Mun Hean | CT | MCT | 540 | 0.486 | 262.44 | PC
2025-09-26 | RESIN 1600/5A MFO-MEP-110 | 1600/5A, 10P10, 15VA | Mun Hean | CT | PCT | 1170 | 0.486 | 568.62 | PC
2025-09-26 | RESIN 200/5A MFO-MEM-42 | 200/5A, Class 1, 5VA | Mun Hean | CT | MCT | 320 | 0.486 | 155.52 | PC
2025-09-26 | RESIN 200/5A MFO-MEP-45 | 200/5A, 10P10, 5VA | Mun Hean | CT | PCT | 925 | 0.486 | 449.55 | PC
2025-09-26 | RESIN 2000/5A MFO-MEM-110 | 2000/5A, Class 0.5, 20VA | Mun Hean | CT | MCT | 560 | 0.486 | 272.16 | PC
2025-09-26 | RESIN 2000/5A MFO-MEP-110 | 2000/5A, 10P10, 15VA | Mun Hean | CT | PCT | 1200 | 0.486 | 583.2 | PC
2025-09-26 | RESIN 2250/5A MFO-MEP-130 | 2250/5A, 10P10, 15VA | Mun Hean | CT | PCT | 1200 | 0.486 | 583.2 | PC
2025-09-26 | RESIN 250/5A MFO-MEM-42 | 250/5A, Class 1, 5VA | Mun Hean | CT | MCT | 320 | 0.486 | 155.52 | PC
2025-09-26 | RESIN 250/5A MFO-MEP-45 | 250/5A, 10P10, 5VA | Mun Hean | CT | PCT | 925 | 0.486 | 449.55 | PC
2025-09-26 | RESIN 2500/5A MFO-MEM-130 | 2500/5A, Class 0.5, 30VA | Mun Hean | CT | MCT | 830 | 0.486 | 403.38 | PC
2025-09-26 | RESIN 2500/5A MFO-MEP-130 | 2500/5A, 10P10, 15VA | Mun Hean | CT | PCT | 1200 | 0.486 | 583.2 | PC
2025-09-26 | RESIN 30/5A MFO-MEM-20 | 30/5A Class 1, 2.5VA (Narrow Type) | Mun Hean | CT | MCT | 300 | 0.486 | 145.8 | PC
2025-09-26 | RESIN 30/5A MFO-MEM-A | 30/5A Class 1, 2.5VA (Wound primary) | Mun Hean | CT | MCT | 385 | 0.486 | 187.11 | PC
2025-09-26 | RESIN 300/5A MFO-MEM-42 | 300/5A, Class 1, 7.5VA | Mun Hean | CT | MCT | 330 | 0.486 | 160.38 | PC
2025-09-26 | RESIN 300/5A MFO-MEP-45 | 300/5A, 10P10, 7.5VA | Mun Hean | CT | PCT | 925 | 0.486 | 449.55 | PC
2025-09-26 | RESIN 400/5A MFO-MEM-65 | 400/5A, Class 1, 7.5VA | Mun Hean | CT | MCT | 340 | 0.486 | 165.24 | PC
2025-09-26 | RESIN 400/5A MFO-MEP-65 | 400/5A, 10P10, 7.5VA | Mun Hean | CT | PCT | 1010 | 0.486 | 490.86 | PC
2025-09-26 | RESIN 500/5A MFO-MEP-65 | 500/5A, 10P10, 10VA | Mun Hean | CT | PCT | 1010 | 0.486 | 490.86 | PC
2025-09-26 | RESIN 60/5A MFO-MEM-20 | 60/5A Class 1, 2.5VA | Mun Hean | CT | MCT | 300 | 0.486 | 145.8 | PC
2025-09-26 | RESIN 600/5A MFO-MEM-65 | 600/5A, Class 1, 15VA | Mun Hean | CT | MCT | 345 | 0.486 | 167.67 | PC
2025-09-26 | RESIN 600/5A MFO-MEP-65 | 600/5A, 10P10, 15VA | Mun Hean | CT | PCT | 1010 | 0.486 | 490.86 | PC
2025-09-26 | RESIN 800/5A MFO-MEM-75 | 800/5A, Class 1, 15VA | Mun Hean | CT | MCT | 430 | 0.486 | 208.98 | PC
2025-09-26 | RESIN 800/5A MFO-MEP-75 | 800/5A, 10P10, 15VA | Mun Hean | CT | PCT | 1065 | 0.486 | 517.59 | PC
2021-05-21 | RING M 100/5A | 100/5A CL1 MCT | Mun Hean | CT | MCT | 118 | 0.54827 | 64.6957 | PC
2021-05-21 | RING M 1000/5A | 1000/5A CL1 MCT | Mun Hean | CT | MCT | 58 | 1 | 58 | PC
2021-05-21 | RING M 1250/5A | 1250/5A CL1 MCT | Mun Hean | CT | MCT | 65 | 1 | 65 | PC
2021-05-21 | RING M 150/5A | 150/5A CL1 MCT | Mun Hean | CT | MCT | 68 | 0.54827 | 37.2823 | PC
2021-05-21 | RING M 1600/5A | 1600/5A CL1 MCT | Mun Hean | CT | MCT | 72 | 0.54827 | 39.4753 | PC
2021-05-21 | RING M 200/5A | 200/5A CL1 MCT | Mun Hean | CT | MCT | 65 | 0.54827 | 35.6375 | PC
2021-05-21 | RING M 2000/5A | 2000/5A CL1 MCT | Mun Hean | CT | MCT | 78 | 0.54827 | 42.765 | PC
2021-05-21 | RING M 250/5A | 250/5A CL1 MCT | Mun Hean | CT | MCT | 47 | 0.54827 | 25.7686 | PC
2021-05-21 | RING M 2500/5A | 2500/5A CL1 MCT | Mun Hean | CT | MCT | 87 | 0.54827 | 47.6994 | PC
2021-05-21 | RING M 300/5A | 300/5A CL1 MCT | Mun Hean | CT | MCT | 48 | 0.54827 | 26.3169 | PC
2021-05-21 | RING M 3200/5A | 3200/5A CL1 MCT | Mun Hean | CT | MCT | 135 | 1 | 135 | PC
2021-05-21 | RING M 3500/5A | 3500/5A CL1 MCT | Mun Hean | CT | MCT | 148 | 1 | 148 | PC
2021-05-21 | RING M 400/5A | 400/5A CL1 MCT | Mun Hean | CT | MCT | 49 | 1 | 49 | PC
2020-06-20 | RING M 4000/5A | 4000/5A CL1 MCT | Mun Hean | CT | MCT | 163 | 1 | 163 | PC
2021-05-21 | RING M 500/5A | 500/5A CL1 MCT | Mun Hean | CT | MCT | 50 | 0.54827 | 27.4134 | PC
2021-05-21 | RING M 5000/5A | 5000/5A CL1 MCT | Mun Hean | CT | MCT | 120 | 1 | 120 | PC
2021-05-21 | RING M 60/5A | 60/5A CL1 MCT | Mun Hean | CT | MCT | 172 | 0.54827 | 94.3022 | PC
2021-05-21 | RING M 60/5A CL3 | 60/5A CL3 MCT | Mun Hean | CT | MCT | 28 | 1 | 28 | PC
2021-05-21 | RING M 600/5A | 600/5A CL1 MCT | Mun Hean | CT | MCT | 52 | 0.54827 | 28.51 | PC
2021-05-21 | RING M 6000/5A | 6000/5A CL1 MCT | Mun Hean | CT | MCT | 222 | 1 | 222 | PC
2021-05-21 | RING M 800/5A | 800/5A CL1 MCT | Mun Hean | CT | MCT | 53 | 0.54827 | 29.0582 | PC
2021-05-21 | RING P 100/5A | 100/5A 10P10 PCT | Mun Hean | CT | PCT | 268 | 0.54827 | 146.936 | PC
2021-05-21 | RING P 1000/5A | 1000/5A 10P10 PCT | Mun Hean | CT | PCT | 127 | 0.54827 | 69.6301 | PC
2021-05-21 | RING P 1250/5A | 1250/5A 10P10 PCT | Mun Hean | CT | PCT | 110 | 1 | 110 | PC
2021-05-21 | RING P 150/5A | 150/5A 10P10 PCT | Mun Hean | CT | PCT | 223 | 0.54827 | 122.2639 | PC
2021-05-21 | RING P 1600/5A | 1600/5A 10P10 PCT | Mun Hean | CT | PCT | 136 | 0.54827 | 74.5645 | PC
2021-05-21 | RING P 200/5A | 200/5A 10P10 PCT | Mun Hean | CT | PCT | 213 | 0.54827 | 116.7812 | PC
2021-05-21 | RING P 2000/5A | 2000/5A 10P10 PCT | Mun Hean | CT | PCT | 157 | 0.54827 | 86.0782 | PC
2021-05-21 | RING P 250/5A | 250/5A 10P10 PCT | Mun Hean | CT | PCT | 164 | 0.54827 | 89.9161 | PC
2021-05-21 | RING P 2500/5A | 2500/5A 10P10 PCT | Mun Hean | CT | PCT | 168 | 0.54827 | 92.1091 | PC
2021-05-21 | RING P 300/5A | 300/5A 10P10 PCT | Mun Hean | CT | PCT | 173 | 0.54827 | 94.8505 | PC
2020-07-17 | RING P 3200/5A 5P10 | 3200/5A 10P10 PCT | Mun Hean | CT | PCT | 177 | 0.54827 | 97.0436 | PC
2021-05-21 | RING P 400/5A | 400/5A 10P10 PCT | Mun Hean | CT | PCT | 160 | 0.54827 | 87.723 | PC
2021-03-02 | RING P 4000/5A | 4000/5A 10P10 PCT | Mun Hean | CT | PCT | 200 | 0.54827 | 109.6537 | PC
2021-05-21 | RING P 500/5A | 500/5A 10P10 PCT | Mun Hean | CT | PCT | 151 | 0.54827 | 82.7886 | PC
2021-05-21 | RING P 5000/5A 5P10 | 5000/5A 5P10 PCT | Mun Hean | CT | PCT | 181 | 1 | 181 | PC
2021-05-21 | RING P 60/5A | 60/5A 5P10 PCT | Mun Hean | CT | PCT | 238 | 0.54827 | 130.488 | PC
2021-05-21 | RING P 600/5A | 600/5A 10P10 PCT | Mun Hean | CT | PCT | 149 | 0.54827 | 81.692 | PC
2021-05-21 | RING P 6000/5A 5P10 | 6000/5A 5P10 PCT | Mun Hean | CT | PCT | 319 | 1 | 319 | PC
2021-05-21 | RING P 800/5A | 800/5A 10P10 PCT | Mun Hean | CT | PCT | 143 | 0.54827 | 78.4024 | PC
2024-04-15 | RKN 6240100 | 40A 2P 100mA ELCB | LS | RCCB | RKN | 50.47 | 1 | 50.47 | PC
2024-04-15 | RKN 624030 | 40A 2P 30mA ELCB | LS | RCCB | RKN | 59.946 | 1 | 59.946 | PC
2024-04-15 | RKN 6240300 | 40A 2P 300mA ELCB | LS | RCCB | RKN | 59.019 | 1 | 59.019 | PC
2024-04-15 | RKN 6263100 | 63A 2P 100mA ELCB | LS | RCCB | RKN | 57.783 | 1 | 57.783 | PC
2024-04-15 | RKN 626330 | 63A 2P 30mA ELCB | LS | RCCB | RKN | 76.323 | 1 | 76.323 | PC
2024-04-15 | RKN 6263300 | 63A 2P 300mA ELCB | LS | RCCB | RKN | 72.409 | 1 | 72.409 | PC
2024-04-15 | RKN 6440100 | 40A 4P 100mA ELCB | LS | RCCB | RKN | 86.417 | 1 | 86.417 | PC
2024-04-15 | RKN 644030 | 40A 4P 30mA ELCB | LS | RCCB | RKN | 97.026 | 1 | 97.026 | PC
2024-04-15 | RKN 6440300 | 40A 4P 300mA ELCB | LS | RCCB | RKN | 87.55 | 1 | 87.55 | PC
2024-04-15 | RKN 6463100 | 63A 4P 100mA ELCB | LS | RCCB | RKN | 95.79 | 1 | 95.79 | PC
2024-04-15 | RKN 646330 | 63A 4P 30mA ELCB | LS | RCCB | RKN | 113.403 | 1 | 113.403 | PC
2024-04-15 | RKN 6463300 | 63A 4P 300mA ELCB | LS | RCCB | RKN | 97.953 | 1 | 97.953 | PC
2024-04-15 | RKN-b 100mA | 100A 4P 100MA ELCB | LS | RCCB | RKN | 246.3 | 1 | 246.3 | PC
2024-04-15 | RKN-b 300mA | 100A 4P 300MA ELCB | LS | RCCB | RKN | 251.6 | 1 | 251.6 | PC
2024-04-15 | RKP-C10+N/100mA | 10A 1P+N 100mA RCBO | LS | RCBO | RKP | 220.42 | 0.29525 | 65.0779 | PC
2024-04-15 | RKP-C10-1+N/30mA | 10A 1P+N 30mA RCBO | LS | RCBO | RKP | 241.02 | 0.29525 | 71.1599 | PC
2024-04-15 | RKP-C16-1+N/100mA | 16A 1P+N 100mA RCBO | LS | RCBO | RKP | 220.42 | 0.29525 | 65.0779 | PC
2024-04-15 | RKP-C16-1+N/30mA | 16A 1P+N 30mA RCBO | LS | RCBO | RKP | 241.02 | 0.29525 | 71.1599 | PC
2024-04-15 | RKP-C20-1+N/100mA | 20A 1P+N 100mA RCBO | LS | RCBO | RKP | 220.42 | 0.29525 | 65.0779 | PC
2024-04-15 | RKP-C20-1+N/30mA | 20A 1P+N 30mA RCBO | LS | RCBO | RKP | 241.02 | 0.29525 | 71.1599 | PC
2024-04-15 | RKP-C25-1+N/100mA | 25A 1P+N 100mA RCBO | LS | RCBO | RKP | 220.42 | 0.29525 | 65.0779 | PC
2024-04-15 | RKP-C25-1+N/30mA | 25A 1P+N 30mA RCBO | LS | RCBO | RKP | 241.02 | 0.29525 | 71.1599 | PC
2024-04-15 | RKP-C32-1+N/100mA | 32A 1P+N 100mA RCBO | LS | RCBO | RKP | 220.42 | 0.29525 | 65.0779 | PC
2024-04-15 | RKP-C32-1+N/30mA | 32A 1P+N 30mA RCBO | LS | RCBO | RKP | 241.02 | 0.29525 | 71.1599 | PC
2024-04-15 | RKP-C6-1+N/100mA | 6A 1P+N 100mA RCBO | LS | RCBO | RKP | 220.42 | 0.29525 | 65.0779 | PC
2024-04-15 | RKP-C6-1+N/30mA | 6A 1P+N 30mA RCBO | LS | RCBO | RKP | 241.02 | 0.29525 | 71.1599 | PC
2024-08-07 | RM17TG20 | 3-phase supply control relay, phase sequence | SCHNEIDER | Relay | Zelio | 551.5 | 0.27677 | 152.6411 | PC
2024-08-07 | RM17UBE15 | 1-phase voltqage measurement and control relay, overvotlage & undervoltage, 110…240 a.c./d.c. | SCHNEIDER | Relay | Zelio | 544 | 0.27677 | 150.5653 | PC
2024-08-07 | RM35HZ21FM | Frequency monitoring relay, over-frequency and under-frequency 50 or 60 Hz | SCHNEIDER | Relay | none | 1571 | 0.27677 | 434.8127 | PC
2024-08-07 | RM35UA11MW | 3-phase supply control relay, overvoltage or undervoltage, range 15… 600V | SCHNEIDER | Relay | none | 1005 | 0.27677 | 278.1583 | PC
2024-12-14 | RN5897.12/011/61 | INSULATION MONITOR RN5897.12/011/61 | DOLB | Meter | none | 3500 | 1 | 3500 | PC
2023-05-24 | ROA 207e | IDMT O/C Type without mechanical trip button | Mun Hean | OC | E series | 1156 | 0.6075 | 702.27 | PC
2020-01-05 | RT18M-32 | HRC FUSE | HAMA | Fuse | None | 6 | 1 | 6 | PC
2020-01-05 | RXM4AB/2AB | Control Relay c/w Based | SCHNEIDER | Relay | RXM | 25 | 1 | 25 | PC
2021-03-12 | S10-61313-B13 | SELECTOR SWITCH, VOLMETER | SALZER | Switch | none | 18 | 1 | 18 | PC
2021-03-12 | S10-61325-B13 | SELECTOR SWITCH, AMMETER | SALZER | Switch | None | 18 | 1 | 18 | PC
2021-03-12 | S16-61002-B13 | SELECTOR SWITCH, ON/OFF | SALZER | Switch | none | 18 | 1 | 18 | PC
2024-02-21 | S16-61060 | SELECTOR SWITCH, 0-1-2-3-4 | SALZER | Switch | None | 50 | 1 | 50 | PC
2026-06-18 | S201-B10 2CDS251001R0105 | 10A 1P 6kA(IEC 60898) 10kA (IEC 60947-2) B CURVE MCB | ABB | MCB | Mcompact | 87 | 0.3353 | 29.1711 | PC
2026-06-18 | S201-B16 2CDS251001R1165 | 16A 1P 6kA(IEC 60898) 10kA (IEC 60947-2) B CURVE MCB | ABB | MCB | Mcompact | 195 | 0.3353 | 65.3835 | PC
2026-06-18 | S201-B20 2CDS251001R0205 | 20A 1P 6kA(IEC 60898) 10kA (IEC 60947-2) B CURVE MCB | ABB | MCB | Mcompact | 77 | 0.3353 | 25.8181 | PC
2026-06-18 | S201-B25 2CDS251001R0255 | 25A 1P 6kA(IEC 60898) 10kA (IEC 60947-2) B CURVE MCB | ABB | MCB | Mcompact | 77 | 0.3353 | 25.8181 | PC
2026-06-18 | S201-B32 2CDS251001R0325 | 32A 1P 6kA(IEC 60898) 10kA (IEC 60947-2) B CURVE MCB | ABB | MCB | Mcompact | 77 | 0.3353 | 25.8181 | PC
2026-06-18 | S201-B40 2CDS251001R0405 | 40A 1P 6kA(IEC 60898) 10kA (IEC 60947-2) B CURVE MCB | ABB | MCB | Mcompact | 77 | 0.3353 | 25.8181 | PC
2026-06-18 | S201-B50 2CDS251001R0505 | 50A 1P 6kA(IEC 60898) 10kA (IEC 60947-2) B CURVE MCB | ABB | MCB | Mcompact | 123 | 0.3353 | 41.2419 | PC
2026-06-18 | S201-B6 2CDS251001R0065 | 6A 1P 6kA(IEC 60898) 10kA (IEC 60947-2)B CURVE MCB | ABB | MCB | Mcompact | 87 | 0.3353 | 29.1711 | PC
2026-06-18 | S201-B63 2CDS251001R0635 | 63A 1P 6kA(IEC 60898) 10kA (IEC 60947-2) B CURVE MCB | ABB | MCB | Mcompact | 123 | 0.3353 | 41.2419 | PC
2026-06-18 | S201-C10 2CDS251001R0104 | 10A 1P 6kA(IEC 60898) 10kA (IEC 60947-2) MCB | ABB | MCB | Mcompact | 82 | 0.3353 | 27.4946 | PC
2026-06-18 | S201-C16 2CDS251001R0164 | 16A 1P 6kA(IEC 60898) 10kA (IEC 60947-2) MCB | ABB | MCB | Mcompact | 72 | 0.3353 | 24.1416 | PC
2026-06-18 | S201-C20 2CDS251001R0204 | 20A 1P 6kA(IEC 60898) 10kA (IEC 60947-2) MCB | ABB | MCB | Mcompact | 72 | 0.3353 | 24.1416 | PC
2026-06-18 | S201-C25 2CDS251001R0254 | 25A 1P 6kA(IEC 60898) 10kA (IEC 60947-2) MCB | ABB | MCB | Mcompact | 72 | 0.3353 | 24.1416 | PC
2026-06-18 | S201-C32 2CDS251001R0324 | 32A 1P 6kA(IEC 60898) 10kA (IEC 60947-2) MCB | ABB | MCB | Mcompact | 72 | 0.3353 | 24.1416 | PC
2026-06-18 | S201-C40 2CDS251001R0404 | 40A 1P 6kA(IEC 60898) 10kA (IEC 60947-2) MCB | ABB | MCB | Mcompact | 72 | 0.3353 | 24.1416 | PC
2026-06-18 | S201-C50 2CDS251001R0504 | 50A 1P 6kA(IEC 60898) 10kA (IEC 60947-2) MCB | ABB | MCB | Mcompact | 78 | 0.3353 | 26.1534 | PC
2026-06-18 | S201-C6 2CDS251001R0064 | 6A 1P 6kA(IEC 60898) 10kA (IEC 60947-2) MCB | ABB | MCB | Mcompact | 82 | 0.3353 | 27.4946 | PC
2026-06-18 | S201-C63 2CDS251001R0634 | 63A 1P 6kA(IEC 60898) 10kA (IEC 60947-2) MCB | ABB | MCB | Mcompact | 78 | 0.3353 | 26.1534 | PC
2026-06-18 | S201M-C10 2CDS271001R0104 | 10A 1P 10kA(IEC 60898) 15kA (IEC 60947-2) MCB | ABB | MCB | Mcompact | 149 | 0.3353 | 49.9597 | PC
2026-06-18 | S201M-C16 2CDS5271001R0164 | 16A 1P 10kA(IEC 60898) 15kA (IEC 60947-2) MCB | ABB | MCB | Mcompact | 131 | 0.3353 | 43.9243 | PC
2026-06-18 | S201M-C20 2CDS5271001R0204 | 20A 1P 10kA(IEC 60898) 15kA (IEC 60947-2) MCB | ABB | MCB | Mcompact | 131 | 0.3353 | 43.9243 | PC
2026-06-18 | S201M-C25 2CDS5271001R0254 | 25A 1P 10kA(IEC 60898) 15kA (IEC 60947-2) MCB | ABB | MCB | Mcompact | 131 | 0.3353 | 43.9243 | PC
2026-06-18 | S201M-C32 2CDS5271001R0324 | 32A 1P 10kA(IEC 60898) 15kA (IEC 60947-2) MCB | ABB | MCB | Mcompact | 131 | 0.3353 | 43.9243 | PC
2026-06-18 | S201M-C40 2CDS5271001R0404 | 40A 1P 10kA(IEC 60898) 15kA (IEC 60947-2) MCB | ABB | MCB | Mcompact | 131 | 0.3353 | 43.9243 | PC
2026-06-18 | S201M-C50 2CDS5271001R0504 | 50A 1P 10kA(IEC 60898) 15kA (IEC 60947-2) MCB | ABB | MCB | Mcompact | 223 | 0.3353 | 74.7719 | PC
2026-06-18 | S201M-C6 2CDS271001R0064 | 6A 1P 10kA(IEC 60898) 15kA (IEC 60947-2) MCB | ABB | MCB | Mcompact | 148 | 0.3353 | 49.6244 | PC
2026-06-18 | S201M-C63 2CDS5271001R0634 | 63A 1P 10kA(IEC 60898) 15kA (IEC 60947-2) MCB | ABB | MCB | Mcompact | 223 | 0.3353 | 74.7719 | PC
2026-06-18 | S202-B10 2CDS252001R0105 | 10A 2P 6kA(IEC 60898) 10kA (IEC 60947-2) B CURVE MCB | ABB | MCB | Mcompact | 218 | 0.3353 | 73.0954 | PC
2026-06-18 | S202-B16 2CDS252001R0165 | 16A 2P 6kA(IEC 60898) 10kA (IEC 60947-2) B CURVE MCB | ABB | MCB | Mcompact | 193 | 0.3353 | 64.7129 | PC
2026-06-18 | S202-B20 2CDS252001R0205 | 20A 2P 6kA(IEC 60898) 10kA (IEC 60947-2) B CURVE MCB | ABB | MCB | Mcompact | 193 | 0.3353 | 64.7129 | PC
2026-06-18 | S202-B25 2CDS252001R0255 | 25A 2P 6kA(IEC 60898) 10kA (IEC 60947-2) B CURVE MCB | ABB | MCB | Mcompact | 193 | 0.3353 | 64.7129 | PC
2026-06-18 | S202-B32 2CDS252001R0325 | 32A 2P 6kA(IEC 60898) 10kA (IEC 60947-2) B CURVE MCB | ABB | MCB | Mcompact | 193 | 0.3353 | 64.7129 | PC
2026-06-18 | S202-B40 2CDS252001R0405 | 40A 2P 6kA(IEC 60898) 10kA (IEC 60947-2) B CURVE MCB | ABB | MCB | Mcompact | 193 | 0.3353 | 64.7129 | PC
2026-06-18 | S202-B50 2CDS252001R0505 | 50A 2P 6kA(IEC 60898) 10kA (IEC 60947-2) B CURVE MCB | ABB | MCB | Mcompact | 279 | 0.3353 | 93.5487 | PC
2026-06-18 | S202-B6 2CDS252001R0065 | 6A 2P 6kA(IEC 60898) 10kA (IEC 60947-2)B CURVE MCB | ABB | MCB | Mcompact | 218 | 0.3353 | 73.0954 | PC
2026-06-18 | S202-B63 2CDS252001R0635 | 63A 2P 6kA(IEC 60898) 10kA (IEC 60947-2) B CURVE MCB | ABB | MCB | Mcompact | 279 | 0.3353 | 93.5487 | PC
2026-06-18 | S202-C10 2CDS252001R0104 | 10A 2P 6kA(IEC 60898) 10kA (IEC 60947-2) MCB | ABB | MCB | Mcompact | 122 | 0.3353 | 40.9066 | PC
2026-06-18 | S202-C16 2CDS252001R0164 | 16A 2P 6kA(IEC 60898) 10kA (IEC 60947-2) MCB | ABB | MCB | Mcompact | 122 | 0.3353 | 40.9066 | PC
2026-06-18 | S202-C20 2CDS252001R0204 | 20A 2P 6kA(IEC 60898) 10kA (IEC 60947-2) MCB | ABB | MCB | Mcompact | 122 | 0.3353 | 40.9066 | PC
2026-06-18 | S202-C25 2CDS252001R0254 | 25A 2P 6kA(IEC 60898) 10kA (IEC 60947-2) MCB | ABB | MCB | Mcompact | 122 | 0.3353 | 40.9066 | PC
2026-06-18 | S202-C32 2CDS252001R0324 | 32A 2P 6kA(IEC 60898) 10kA (IEC 60947-2) MCB | ABB | MCB | Mcompact | 122 | 0.3353 | 40.9066 | PC
2026-06-18 | S202-C40 2CDS252001R0404 | 40A 2P 6kA(IEC 60898) 10kA (IEC 60947-2) MCB | ABB | MCB | Mcompact | 144 | 0.3353 | 48.2832 | PC
2026-06-18 | S202-C50 2CDS252001R0504 | 50A 2P 6kA(IEC 60898) 10kA (IEC 60947-2) MCB | ABB | MCB | Mcompact | 244 | 0.3353 | 81.8132 | PC
2026-06-18 | S202-C6 2CDS252001R0064 | 6A 2P 6kA(IEC 60898) 10kA (IEC 60947-2) MCB | ABB | MCB | Mcompact | 122 | 0.3353 | 40.9066 | PC
2026-06-18 | S202-C63 2CDS252001R0634 | 63A 2P 6kA(IEC 60898) 10kA (IEC 60947-2) MCB | ABB | MCB | Mcompact | 244 | 0.3353 | 81.8132 | PC
2026-06-18 | S202M-C10 2CDS272001R0104 | 10A 2P 10kA(IEC 60898) 15kA (IEC 60947-2) MCB | ABB | MCB | Mcompact | 315 | 0.3353 | 105.6195 | PC
2026-06-18 | S202M-C16 2CDS5272001R0164 | 16A 2P 10kA(IEC 60898) 15kA (IEC 60947-2) MCB | ABB | MCB | Mcompact | 278 | 0.3353 | 93.2134 | PC
2026-06-18 | S202M-C20 2CDS5272001R0204 | 20A 2P 10kA(IEC 60898) 15kA (IEC 60947-2) MCB | ABB | MCB | Mcompact | 278 | 0.3353 | 93.2134 | PC
2026-06-18 | S202M-C25 2CDS5272001R0254 | 25A 2P 10kA(IEC 60898) 15kA (IEC 60947-2) MCB | ABB | MCB | Mcompact | 278 | 0.3353 | 93.2134 | PC
2026-06-18 | S202M-C32 2CDS5272001R0324 | 32A 2P 10kA(IEC 60898) 15kA (IEC 60947-2) MCB | ABB | MCB | Mcompact | 278 | 0.3353 | 93.2134 | PC
2026-06-18 | S202M-C40 2CDS5272001R0404 | 40A 2P 10kA(IEC 60898) 15kA (IEC 60947-2) MCB | ABB | MCB | Mcompact | 278 | 0.3353 | 93.2134 | PC
2026-06-18 | S202M-C50 2CDS5272001R0504 | 50A 2P 10kA(IEC 60898) 15kA (IEC 60947-2) MCB | ABB | MCB | Mcompact | 348 | 0.3353 | 116.6844 | PC
2026-06-18 | S202M-C6 2CDS272001R0064 | 6A 2P 10kA(IEC 60898) 15kA (IEC 60947-2) MCB | ABB | MCB | Mcompact | 313 | 0.3353 | 104.9489 | PC
2026-06-18 | S202M-C63 2CDS5272001R0634 | 63A 2P 10kA(IEC 60898) 15kA (IEC 60947-2) MCB | ABB | MCB | Mcompact | 348 | 0.3353 | 116.6844 | PC
2026-06-18 | S203-B10 2CDS253001R0105 | 10A 3P 6kA(IEC 60898) 10kA (IEC 60947-2) B CURVE MCB | ABB | MCB | Mcompact | 356 | 0.3353 | 119.3668 | PC
2026-06-18 | S203-B16 2CDS253001R0165 | 16A 3P 6kA(IEC 60898) 10kA (IEC 60947-2) B CURVE MCB | ABB | MCB | Mcompact | 316 | 0.3353 | 105.9548 | PC
2026-06-18 | S203-B20 2CDS253001R0205 | 20A 3P 6kA(IEC 60898) 10kA (IEC 60947-2) B CURVE MCB | ABB | MCB | Mcompact | 316 | 0.3353 | 105.9548 | PC
2026-06-18 | S203-B25 2CDS253001R0255 | 25A 3P 6kA(IEC 60898) 10kA (IEC 60947-2) B CURVE MCB | ABB | MCB | Mcompact | 316 | 0.3353 | 105.9548 | PC
2026-06-18 | S203-B32 2CDS253001R0325 | 32A 3P 6kA(IEC 60898) 10kA (IEC 60947-2) B CURVE MCB | ABB | MCB | Mcompact | 316 | 0.3353 | 105.9548 | PC
2026-06-18 | S203-B40 2CDS253001R0405 | 40A 3P 6kA(IEC 60898) 10kA (IEC 60947-2) B CURVE MCB | ABB | MCB | Mcompact | 316 | 0.3353 | 105.9548 | PC
2026-06-18 | S203-B50 2CDS253001R0505 | 50A 3P 6kA(IEC 60898) 10kA (IEC 60947-2) B CURVE MCB | ABB | MCB | Mcompact | 448 | 0.3353 | 150.2144 | PC
2026-06-18 | S203-B6 2CDS253001R0065 | 6A 3P 6kA(IEC 60898) 10kA (IEC 60947-2)B CURVE MCB | ABB | MCB | Mcompact | 448 | 0.3353 | 150.2144 | PC
2026-06-18 | S203-B63 2CDS253001R0635 | 63A 3P 6kA(IEC 60898) 10kA (IEC 60947-2) B CURVE MCB | ABB | MCB | Mcompact | 448 | 0.3353 | 150.2144 | PC
2026-06-18 | S203-C10 2CDS253001R0104 | 10A 3P 6kA(IEC 60898) 10kA (IEC 60947-2) MCB | ABB | MCB | Mcompact | 354 | 0.3353 | 118.6962 | PC
2026-06-18 | S203-C16 2CDS253001R0164 | 16A 3P 6kA(IEC 60898) 10kA (IEC 60947-2) MCB | ABB | MCB | Mcompact | 314 | 0.3353 | 105.2842 | PC
2026-06-18 | S203-C20 2CDS253001R0204 | 20A 3P 6kA(IEC 60898) 10kA (IEC 60947-2) MCB | ABB | MCB | Mcompact | 314 | 0.3353 | 105.2842 | PC
2026-06-18 | S203-C25 2CDS253001R0254 | 25A 3P 6kA(IEC 60898) 10kA (IEC 60947-2) MCB | ABB | MCB | Mcompact | 314 | 0.3353 | 105.2842 | PC
2026-06-18 | S203-C32 2CDS253001R0324 | 32A 3P 6kA(IEC 60898) 10kA (IEC 60947-2) MCB | ABB | MCB | Mcompact | 314 | 0.3353 | 105.2842 | PC
2026-06-18 | S203-C40 2CDS253001R0404 | 40A 3P 6kA(IEC 60898) 10kA (IEC 60947-2) MCB | ABB | MCB | Mcompact | 314 | 0.3353 | 105.2842 | PC
2026-06-18 | S203-C50 2CDS253001R0504 | 50A 3P 6kA(IEC 60898) 10kA (IEC 60947-2) MCB | ABB | MCB | Mcompact | 377 | 0.3353 | 126.4081 | PC
2026-06-18 | S203-C6 2CDS253001R0064 | 6A 3P 6kA(IEC 60898) 10kA (IEC 60947-2) MCB | ABB | MCB | Mcompact | 354 | 0.3353 | 118.6962 | PC
2026-06-18 | S203-C63 2CDS253001R0634 | 63A 3P 6kA(IEC 60898) 10kA (IEC 60947-2) MCB | ABB | MCB | Mcompact | 377 | 0.3353 | 126.4081 | PC
2026-06-18 | S203M-C10 2CDS273001R0104 | 10A 3P 10kA(IEC 60898) 15kA (IEC 60947-2) MCB | ABB | MCB | Mcompact | 481 | 0.3353 | 161.2793 | PC
2026-06-18 | S203M-C16 2CDS5273001R0164 | 16A 3P 10kA(IEC 60898) 15kA (IEC 60947-2) MCB | ABB | MCB | Mcompact | 426 | 0.3353 | 142.8378 | PC
2026-06-18 | S203M-C20 2CDS5273001R0204 | 20A 3P 10kA(IEC 60898) 15kA (IEC 60947-2) MCB | ABB | MCB | Mcompact | 426 | 0.3353 | 142.8378 | PC
2026-06-18 | S203M-C25 2CDS5273001R0254 | 25A 3P 10kA(IEC 60898) 15kA (IEC 60947-2) MCB | ABB | MCB | Mcompact | 426 | 0.3353 | 142.8378 | PC
2026-06-18 | S203M-C32 2CDS5273001R0324 | 32A 3P 10kA(IEC 60898) 15kA (IEC 60947-2) MCB | ABB | MCB | Mcompact | 426 | 0.3353 | 142.8378 | PC
2026-06-18 | S203M-C40 2CDS5273001R0404 | 40A 3P 10kA(IEC 60898) 15kA (IEC 60947-2) MCB | ABB | MCB | Mcompact | 426 | 0.3353 | 142.8378 | PC
2026-06-18 | S203M-C50 2CDS5273001R0504 | 50A 3P 10kA(IEC 60898) 15kA (IEC 60947-2) MCB | ABB | MCB | Mcompact | 487 | 0.3353 | 163.2911 | PC
2026-06-18 | S203M-C6 2CDS273001R0064 | 6A 3P 10kA(IEC 60898) 15kA (IEC 60947-2) MCB | ABB | MCB | Mcompact | 481 | 0.3353 | 161.2793 | PC
2026-06-18 | S203M-C63 2CDS5273001R0634 | 63A 3P 10kA(IEC 60898) 15kA (IEC 60947-2) MCB | ABB | MCB | Mcompact | 487 | 0.3353 | 163.2911 | PC
2026-06-18 | S204-B10 2CDS254001R0105 | 10A 4P 6kA(IEC 60898) 10kA (IEC 60947-2) B CURVE MCB | ABB | MCB | Mcompact | 486 | 0.3353 | 162.9558 | PC
2026-06-18 | S204-B16 2CDS254001R0165 | 16A 4P 6kA(IEC 60898) 10kA (IEC 60947-2) B CURVE MCB | ABB | MCB | Mcompact | 431 | 0.3353 | 144.5143 | PC
2026-06-18 | S204-B20 2CDS254001R0205 | 20A 4P 6kA(IEC 60898) 10kA (IEC 60947-2) B CURVE MCB | ABB | MCB | Mcompact | 431 | 0.3353 | 144.5143 | PC
2026-06-18 | S204-B25 2CDS254001R0255 | 25A 4P 6kA(IEC 60898) 10kA (IEC 60947-2) B CURVE MCB | ABB | MCB | Mcompact | 431 | 0.3353 | 144.5143 | PC
2026-06-18 | S204-B32 2CDS254001R0325 | 32A 4P 6kA(IEC 60898) 10kA (IEC 60947-2) B CURVE MCB | ABB | MCB | Mcompact | 431 | 0.3353 | 144.5143 | PC
2026-06-18 | S204-B40 2CDS254001R0405 | 40A 4P 6kA(IEC 60898) 10kA (IEC 60947-2) B CURVE MCB | ABB | MCB | Mcompact | 431 | 0.3353 | 144.5143 | PC
2026-06-18 | S204-B50 2CDS254001R0505 | 50A 4P 6kA(IEC 60898) 10kA (IEC 60947-2) B CURVE MCB | ABB | MCB | Mcompact | 531 | 0.3353 | 178.0443 | PC
2026-06-18 | S204-B6 2CDS254001R0065 | 6A 4P 6kA(IEC 60898) 10kA (IEC 60947-2)B CURVE MCB | ABB | MCB | Mcompact | 486 | 0.3353 | 162.9558 | PC
2026-06-18 | S204-B63 2CDS254001R0635 | 63A 4P 6kA(IEC 60898) 10kA (IEC 60947-2) B CURVE MCB | ABB | MCB | Mcompact | 531 | 0.3353 | 178.0443 | PC
2026-06-18 | S204-C10 2CDS254001R0104 | 10A 4P 6kA(IEC 60898) 10kA (IEC 60947-2) MCB | ABB | MCB | Mcompact | 340 | 0.3353 | 114.002 | PC
2026-06-18 | S204-C16 2CDS254001R0164 | 16A 4P 6kA(IEC 60898) 10kA (IEC 60947-2) MCB | ABB | MCB | Mcompact | 340 | 0.3353 | 114.002 | PC
2026-06-18 | S204-C20 2CDS254001R0204 | 20A 4P 6kA(IEC 60898) 10kA (IEC 60947-2) MCB | ABB | MCB | Mcompact | 340 | 0.3353 | 114.002 | PC
2026-06-18 | S204-C25 2CDS254001R0254 | 25A 4P 6kA(IEC 60898) 10kA (IEC 60947-2) MCB | ABB | MCB | Mcompact | 340 | 0.3353 | 114.002 | PC
2026-06-18 | S204-C32 2CDS254001R0324 | 32A 4P 6kA(IEC 60898) 10kA (IEC 60947-2) MCB | ABB | MCB | Mcompact | 340 | 0.3353 | 114.002 | PC
2026-06-18 | S204-C40 2CDS254001R0404 | 40A 4P 6kA(IEC 60898) 10kA (IEC 60947-2) MCB | ABB | MCB | Mcompact | 385 | 0.3353 | 129.0905 | PC
2026-06-18 | S204-C50 2CDS254001R0504 | 50A 4P 6kA(IEC 60898) 10kA (IEC 60947-2) MCB | ABB | MCB | Mcompact | 415 | 0.3353 | 139.1495 | PC
2026-06-18 | S204-C6 2CDS254001R0064 | 6A 4P 6kA(IEC 60898) 10kA (IEC 60947-2) MCB | ABB | MCB | Mcompact | 340 | 0.3353 | 114.002 | PC
2026-06-18 | S204-C63 2CDS254001R0634 | 63A 4P 6kA(IEC 60898) 10kA (IEC 60947-2) MCB | ABB | MCB | Mcompact | 415 | 0.3353 | 139.1495 | PC
2026-06-18 | S204M-C10 2CDS274001R0104 | 10A 4P 10kA(IEC 60898) 15kA (IEC 60947-2) MCB | ABB | MCB | Mcompact | 552 | 0.3353 | 185.0856 | PC
2026-06-18 | S204M-C16 2CDS274001R0164 | 16A 4P 10kA(IEC 60898) 15kA (IEC 60947-2) MCB | ABB | MCB | Mcompact | 487 | 0.3353 | 163.2911 | PC
2026-06-18 | S204M-C20 2CDS274001R0204 | 20A 4P 10kA(IEC 60898) 15kA (IEC 60947-2) MCB | ABB | MCB | Mcompact | 487 | 0.3353 | 163.2911 | PC
2026-06-18 | S204M-C25 2CDS274001R0254 | 25A 4P 10kA(IEC 60898) 15kA (IEC 60947-2) MCB | ABB | MCB | Mcompact | 487 | 0.3353 | 163.2911 | PC
2026-06-18 | S204M-C32 2CDS274001R0324 | 32A 4P 10kA(IEC 60898) 15kA (IEC 60947-2) MCB | ABB | MCB | Mcompact | 487 | 0.3353 | 163.2911 | PC
2026-06-18 | S204M-C40 2CDS274001R0404 | 40A 4P 10kA(IEC 60898) 15kA (IEC 60947-2) MCB | ABB | MCB | Mcompact | 487 | 0.3353 | 163.2911 | PC
2026-06-18 | S204M-C50 2CDS274001R0504 | 50A 4P 10kA(IEC 60898) 15kA (IEC 60947-2) MCB | ABB | MCB | Mcompact | 540 | 0.3353 | 181.062 | PC
2026-06-18 | S204M-C6 2CDS274001R0064 | 6A 4P 10kA(IEC 60898) 15kA (IEC 60947-2) MCB | ABB | MCB | Mcompact | 552 | 0.3353 | 185.0856 | PC
2026-06-18 | S204M-C63 2CDS274001R0634 | 63A 4P 10kA(IEC 60898) 15kA (IEC 60947-2) MCB | ABB | MCB | Mcompact | 540 | 0.3353 | 181.062 | PC
2025-07-28 | S8VK-G12024 OMI | 24VDC POWER SUPPLY, 5A | Omron | DC Supply | None | 410.3 | 0.648 | 265.8744 | PC
2025-07-05 | S8VK-T48024 | 24VDC Power Supply 480W, 3P input, 20A | OMRON | DC Supply | None | 995 | 1 | 995 | PC
2025-07-05 | SAO-S2N | SAO: Current sensor S: Regular instantaneous type 2: 200/220/240 VAC Control Voltage N: New version | Omron | Relay | None | 502 | 1 | 502 | PC
2021-09-18 | SC-03 | 9A 3P CONTACTOR | FUJI | Contactor | none | 93 | 0.475 | 44.175 | PC
2021-09-18 | SC-05 | 12A 3P CONTACTOR | FUJI | Contactor | none | 126 | 0.475 | 59.85 | PC
2022-10-14 | SC2VI SYNC Meter 144x144mm | Synchronoscope Meter c/w Resistor Box | SACI | Meter | None | 2830 | 0.675 | 1910.25 | PC
2022-10-14 | SC2VIE Power Meter 144x144mm | Power Factor Meter, 144x144mm | SACI | Meter | None | 2285 | 0.675 | 1542.375 | PC
2021-09-18 | SC-4-0 | 16A 3P CONTACTOR | FUJI | Contactor | none | 142 | 0.475 | 67.45 | PC
2021-09-18 | SC-5-1 | 22A 3P CONTACTOR | FUJI | Contactor | none | 157 | 0.475 | 74.575 | PC
2021-09-18 | SC-N1 | 32A 3P CONTACTOR | FUJI | Contactor | none | 234 | 0.475 | 111.15 | PC
2021-09-18 | SC-N10 | 220A 3P CONTACTOR | FUJI | Contactor | none | 3517 | 0.475 | 1670.575 | PC
2021-09-18 | SC-N11 | 300A 3P CONTACTOR | FUJI | Contactor | none | 3585 | 0.475 | 1702.875 | PC
2021-09-18 | SC-N12 | 400A 3P CONTACTOR | FUJI | Contactor | none | 3779 | 0.475 | 1795.025 | PC
2021-09-18 | SC-N14 | 660A 3P CONTACTOR | FUJI | Contactor | none | 8196 | 0.475 | 3893.1 | PC
2021-09-18 | SC-N16 | 800A 3P CONTACTOR | FUJI | Contactor | none | 14001 | 0.475 | 6650.475 | PC
2021-09-18 | SC-N2 | 40A 3P CONTACTOR | FUJI | Contactor | none | 323 | 0.475 | 153.425 | PC
2021-09-18 | SC-N2S | 50A 3P CONTACTOR | FUJI | Contactor | none | 395 | 0.475 | 187.625 | PC
2021-09-18 | SC-N3 | 65A 3P CONTACTOR | FUJI | Contactor | none | 449 | 0.475 | 213.275 | PC
2021-09-18 | SC-N4 | 80A 3P CONTACTOR | FUJI | Contactor | none | 688 | 0.475 | 326.8 | PC
2021-09-18 | SC-N5A | 105A 3P CONTACTOR | FUJI | Contactor | none | 702 | 0.475 | 333.45 | PC
2021-09-18 | SC-N6 | 125A 3P CONTACTOR | FUJI | Contactor | none | 1045 | 0.475 | 496.375 | PC
2021-09-18 | SC-N7 | 150A 3P CONTACTOR | FUJI | Contactor | none | 1487 | 0.475 | 706.325 | PC
2021-09-18 | SC-N8 | 180A 3P CONTACTOR | FUJI | Contactor | none | 1745 | 0.475 | 828.875 | PC
2025-12-03 | SD3-100-275 | 25kA, 63A Fuse, L-L, L-N, Surge Arrestor | Novaris | SPD | SD | 1010 | 1 | 1010 | PC
2021-06-05 | SD3-100-275-N | 25kA, 63A Fuse, L-L, L-N, N-PE, Surge Arrestor | Novaris | SPD | SD | 2612 | 1 | 2612 | PC
2021-06-05 | SD3-150-275 | 25kA, 80A Fuse, L-L, L-N, Surge Arrestor | Novaris | SPD | SD | 2685 | 1 | 2685 | PC
2021-06-05 | SD3-150-275-N | 25kA, 80A Fuse, L-L, L-N, N-PE, Surge Arrestor | Novaris | SPD | SD | 2896 | 1 | 2896 | PC
2021-06-05 | SD3-200-275 | 50kA, 100A Fuse, L-L, L-N, Surge Arrestor | Novaris | SPD | SD | 2792 | 1 | 2792 | PC
2021-06-05 | SD3-200-275-N | 50kA, 100A Fuse, L-L, L-N, N-PE, Surge Arrestor | Novaris | SPD | SD | 3003 | 1 | 3003 | PC
2026-04-30 | SDD1-100-275 | 50kA, TYPE 1, L-N, L-PE, N-PE Surge Arrestor | Novaris | SPD | SD | 340 | 1 | 340 | PC
NA | Set A | PLC Control Set | WY | Controller | None | 2000 | 1 | 2000 | SET
NA | Set B | PLC Control Set | WY | Controller | None | 5000 | 1 | 5000 | SET
2020-07-09 | SGY109 | S/S SGY - Type 22kW, 41A | FAIRFORD | SS | SGY | 3000 | 1 | 3000 | PC
2019-07-30 | SGY115 | S/S SGY-Type 45kW, 80A | FAIRFORD | SS | SGY | 3500 | 1 | 3500 | PC
2020-07-09 | SGY117 | S/S SGY - Type 55kkW, 100A | FAIRFORD | SS | SGY | 4750 | 1 | 4750 | PC
2019-07-30 | SGY203 | S/S SGY-Type 90kW, 160A | FAIRFORD | SS | SGY | 4600 | 1 | 4600 | PC
2020-07-09 | SGY205 | S/S SGY - Type 110kW, 195A | FAIRFORD | SS | SGY | 5750 | 1 | 5750 | PC
2020-06-12 | SGY303 | S/S SGY-Type 160kW, 302A | FAIRFORD | SS | SGY | 8400 | 1 | 8400 | PC
2020-07-09 | SGY305 | S/S SGY-Type 200kW, 361A | FAIRFORD | SS | SGY | 10000 | 1 | 10000 | PC
2026-06-18 | SH201-B10 2CDS211001R0105 | 10A 1P 6kA (IEC 60898) B CURVE MCB | ABB | MCB | Mcompact | 89 | 0.3353 | 29.8417 | PC
2026-06-18 | SH201-B16 2CDS211001R0165 | 16A 1P 6kA (IEC 60898) B CURVE MCB | ABB | MCB | Mcompact | 79 | 0.3353 | 26.4887 | PC
2026-06-18 | SH201-B20 2CDS211001R0205 | 20A 1P 6kA (IEC 60898) B CURVE MCB | ABB | MCB | Mcompact | 80 | 0.3353 | 26.824 | PC
2026-06-18 | SH201-B25 2CDS211001R0255 | 25A 1P 6kA (IEC 60898) B CURVE MCB | ABB | MCB | Mcompact | 77 | 0.3353 | 25.8181 | PC
2026-06-18 | SH201-B32 2CDS211001R0325 | 32A 1P 6kA (IEC 60898) B CURVE MCB | ABB | MCB | Mcompact | 80 | 0.3353 | 26.824 | PC
2026-06-18 | SH201-B40 2CDS211001R0405 | 40A 1P 6kA (IEC 60898) B CURVE MCB | ABB | MCB | Mcompact | 78 | 0.3353 | 26.1534 | PC
2026-06-18 | SH201-B50 2CDS211001R0505 | 50A 1P 6kA (IEC 60898) B CURVE MCB | ABB | MCB | Mcompact | 90 | 0.3353 | 30.177 | PC
2026-06-18 | SH201-B6 2CDS211001R0065 | 6A 1P 6kA(IEC 60898) B CURVE MCB | ABB | MCB | Mcompact | 88 | 0.3353 | 29.5064 | PC
2026-06-18 | SH201-B63 2CDS211001R0635 | 63A 1P 6kA (IEC 60898) B CURVE MCB | ABB | MCB | Mcompact | 90 | 0.3353 | 30.177 | PC
2026-06-18 | SH201-C10 2CDS211001R0104 | 10A SP 6kA(IEC 60898) MCB | ABB | MCB | Mcompact | 31 | 0.3353 | 10.3943 | PC
2026-06-18 | SH201-C16 2CDS211001R0164 | 16A SP 6kA(IEC 60898) MCB | ABB | MCB | Mcompact | 31 | 0.3353 | 10.3943 | PC
2026-06-18 | SH201-C20 2CDS211001R0204 | 20A SP 6kA(IEC 60898) MCB | ABB | MCB | Mcompact | 31 | 0.3353 | 10.3943 | PC
2026-06-18 | SH201-C25 2CDS211001R0254 | 25A SP 6kA(IEC 60898) MCB | ABB | MCB | Mcompact | 31 | 0.3353 | 10.3943 | PC
2026-06-18 | SH201-C32 2CDS211001R0324 | 32A SP 6kA(IEC 60898) MCB | ABB | MCB | Mcompact | 31 | 0.3353 | 10.3943 | PC
2026-06-18 | SH201-C40 2CDS211001R0404 | 40A SP 6kA(IEC 60898) MCB | ABB | MCB | Mcompact | 49 | 0.3353 | 16.4297 | PC
2026-06-18 | SH201-C50 2CDS211001R0504 | 50A SP 6kA(IEC 60898) MCB | ABB | MCB | Mcompact | 55 | 0.3353 | 18.4415 | PC
2026-06-18 | SH201-C6 2CDS211001R0064 | 6A SP 6kA(IEC 60898) MCB | ABB | MCB | Mcompact | 31 | 0.3353 | 10.3943 | PC
2026-06-18 | SH201-C63 2CDS211001R0634 | 63A SP 6kA(IEC 60898) MCB | ABB | MCB | Mcompact | 55 | 0.3353 | 18.4415 | PC
2025-06-05 | SH201L-B10 2CDS241001R0105 | 10A 1P 4.5kA (IEC 60898) B CURVE MCB | ABB | MCB | Mcompact | 44.2 | 0.3353 | 14.8203 | PC
2025-06-05 | SH201L-B16 2CD5241001R0165 | 16A 1P 4.5kA (IEC 60898) B CURVE MCB | ABB | MCB | Mcompact | 44.2 | 0.3353 | 14.8203 | PC
2025-06-05 | SH201L-B20 2CDS241001R0205 | 20A 1P 4.5kA (IEC 60898) B CURVE MCB | ABB | MCB | Mcompact | 44.2 | 0.3353 | 14.8203 | PC
2025-06-05 | SH201L-B25 2CDS241001R0255 | 25A 1P 4.5kA (IEC 60898) B CURVE MCB | ABB | MCB | Mcompact | 44.2 | 0.3353 | 14.8203 | PC
2025-06-05 | SH201L-B32 2CDS241001R0325 | 32A 1P 4.5kA (IEC 60898) B CURVE MCB | ABB | MCB | Mcompact | 44.2 | 0.3353 | 14.8203 | PC
2025-06-05 | SH201L-B40 2CDS241001R0405 | 40A 1P 4.5kA (IEC 60898) B CURVE MCB | ABB | MCB | Mcompact | 44.2 | 0.3353 | 14.8203 | PC
2025-06-05 | SH201L-B6 2CDS241001R0065 | 6A 1P 4.5kA(IEC 60898) B CURVE MCB | ABB | MCB | Mcompact | 44.2 | 0.3353 | 14.8203 | PC
2025-06-05 | SH201L-C10 2CDS241001R0104 | 10A 1P 4.5kA(IEC 60898) MCB | ABB | MCB | Mcompact | 29.1 | 0.3353 | 9.7572 | PC
2025-06-05 | SH201L-C16 2CDS241001R0164 | 16A 1P 4.5kA(IEC 60898) MCB | ABB | MCB | Mcompact | 29.1 | 0.3353 | 9.7572 | PC
2025-06-05 | SH201L-C20 2CDS241001R0204 | 20A 1P 4.5kA(IEC 60898) MCB | ABB | MCB | Mcompact | 29.1 | 0.3353 | 9.7572 | PC
2025-06-05 | SH201L-C25 2CDS241001R0254 | 25A 1P 4.5kA(IEC 60898) MCB | ABB | MCB | Mcompact | 29.1 | 0.3353 | 9.7572 | PC
2025-06-05 | SH201L-C32 2CDS241001R0324 | 32A 1P 4.5kA(IEC 60898) MCB | ABB | MCB | Mcompact | 29.1 | 0.3353 | 9.7572 | PC
2025-06-05 | SH201L-C40 2CDS241001R0404 | 40A 1P 4.5kA(IEC 60898) MCB | ABB | MCB | Mcompact | 41.9 | 0.3353 | 14.0491 | PC
2025-06-05 | SH201L-C6 2CDS241001R0064 | 6A 1P 4.5kA(IEC 60898) MCB | ABB | MCB | Mcompact | 29.1 | 0.3353 | 9.7572 | PC
2026-06-18 | SH202-B10 2CDS212001R0105 | 10A 2P 6kA (IEC 60898) B CURVE MCB | ABB | MCB | Mcompact | 250 | 0.3353 | 83.825 | PC
2026-06-18 | SH202-B16 2CDS212001R0165 | 16A 2P 6kA (IEC 60898) B CURVE MCB | ABB | MCB | Mcompact | 218 | 0.3353 | 73.0954 | PC
2026-06-18 | SH202-B20 2CDS212001R0205 | 20A 2P 6kA (IEC 60898) B CURVE MCB | ABB | MCB | Mcompact | 218 | 0.3353 | 73.0954 | PC
2026-06-18 | SH202-B25 2CDS212001R0255 | 25A 2P 6kA (IEC 60898) B CURVE MCB | ABB | MCB | Mcompact | 218 | 0.3353 | 73.0954 | PC
2026-06-18 | SH202-B32 2CDS212001R0325 | 32A 2P 6kA (IEC 60898) B CURVE MCB | ABB | MCB | Mcompact | 222 | 0.3353 | 74.4366 | PC
2026-06-18 | SH202-B40 2CDS212001R0405 | 40A 2P 6kA (IEC 60898) B CURVE MCB | ABB | MCB | Mcompact | 222 | 0.3353 | 74.4366 | PC
2026-06-18 | SH202-B50 2CDS212001R0505 | 50A 2P 6kA (IEC 60898) B CURVE MCB | ABB | MCB | Mcompact | 256 | 0.3353 | 85.8368 | PC
2026-06-18 | SH202-B6 2CDS212001R0065 | 6A 2P 6kA(IEC 60898) B CURVE MCB | ABB | MCB | Mcompact | 250 | 0.3353 | 83.825 | PC
2026-06-18 | SH202-B63 2CDS212001R0635 | 63A 2P 6kA (IEC 60898) B CURVE MCB | ABB | MCB | Mcompact | 256 | 0.3353 | 85.8368 | PC
2026-06-18 | SH202-C10 2CDS212001R0104 | 10A 2P 6kA(IEC 60898) MCB | ABB | MCB | Mcompact | 110 | 0.3353 | 36.883 | PC
2026-06-18 | SH202-C16 2CDS212001R0164 | 16A 2P 6kA(IEC 60898) MCB | ABB | MCB | Mcompact | 110 | 0.3353 | 36.883 | PC
2026-06-18 | SH202-C20 2CDS212001R0204 | 20A 2P 6kA(IEC 60898) MCB | ABB | MCB | Mcompact | 110 | 0.3353 | 36.883 | PC
2026-06-18 | SH202-C25 2CDS212001R0254 | 25A 2P 6kA(IEC 60898) MCB | ABB | MCB | Mcompact | 110 | 0.3353 | 36.883 | PC
2026-06-18 | SH202-C32 2CDS212001R0324 | 32A 2P 6kA(IEC 60898) MCB | ABB | MCB | Mcompact | 110 | 0.3353 | 36.883 | PC
2026-06-18 | SH202-C40 2CDS212001R0404 | 40A 2P 6kA(IEC 60898) MCB | ABB | MCB | Mcompact | 113 | 0.3353 | 37.8889 | PC
2026-06-18 | SH202-C50 2CDS212001R0504 | 50A 2P 6kA(IEC 60898) MCB | ABB | MCB | Mcompact | 156 | 0.3353 | 52.3068 | PC
2026-06-18 | SH202-C6 2CDS212001R0064 | 6A 2P 6kA(IEC 60898) MCB | ABB | MCB | Mcompact | 110 | 0.3353 | 36.883 | PC
2026-06-18 | SH202-C63 2CDS212001R0634 | 63A 2P 6kA(IEC 60898) MCB | ABB | MCB | Mcompact | 156 | 0.3353 | 52.3068 | PC
2025-06-05 | SH202L-B10 2CDS242001R0105 | 10A 2P 4.5kA (IEC 60898) B CURVE MCB | ABB | MCB | Mcompact | 120 | 0.3353 | 40.236 | PC
2025-06-05 | SH202L-B16 2CDS242001R0165 | 16A 2P 4.5kA (IEC 60898) B CURVE MCB | ABB | MCB | Mcompact | 120 | 0.3353 | 40.236 | PC
2025-06-05 | SH202L-B20 2CDS242001R0205 | 20A 2P 4.5kA (IEC 60898) B CURVE MCB | ABB | MCB | Mcompact | 120 | 0.3353 | 40.236 | PC
2025-06-05 | SH202L-B25 2CDS242001R0255 | 25A 2P 4.5kA (IEC 60898) B CURVE MCB | ABB | MCB | Mcompact | 120 | 0.3353 | 40.236 | PC
2025-06-05 | SH202L-B32 2CDS242001R0325 | 32A 2P 4.5kA (IEC 60898) B CURVE MCB | ABB | MCB | Mcompact | 120 | 0.3353 | 40.236 | PC
2025-06-05 | SH202L-B40 2CDS242001R0405 | 40A 2P 4.5kA (IEC 60898) B CURVE MCB | ABB | MCB | Mcompact | 120 | 0.3353 | 40.236 | PC
2025-06-05 | SH202L-B6 2CDS242001R0065 | 6A 2P 4.5kA(IEC 60898) B CURVE MCB | ABB | MCB | Mcompact | 120 | 0.3353 | 40.236 | PC
2025-06-05 | SH202L-C10 2CDS242001R0104 | 10A 2P 4.5kA(IEC 60898) MCB | ABB | MCB | Mcompact | 93.1 | 0.3353 | 31.2164 | PC
2025-06-05 | SH202L-C16 2CDS242001R0164 | 16A 2P 4.5kA(IEC 60898) MCB | ABB | MCB | Mcompact | 93.1 | 0.3353 | 31.2164 | PC
2025-06-05 | SH202L-C20 2CDS242001R0204 | 20A 2P 4.5kA(IEC 60898) MCB | ABB | MCB | Mcompact | 93.1 | 0.3353 | 31.2164 | PC
2025-06-05 | SH202L-C25 2CDS242001R0254 | 25A 2P 4.5kA(IEC 60898) MCB | ABB | MCB | Mcompact | 93.1 | 0.3353 | 31.2164 | PC
2025-06-05 | SH202L-C32 2CDS242001R0324 | 32A 2P 4.5kA(IEC 60898) MCB | ABB | MCB | Mcompact | 93.1 | 0.3353 | 31.2164 | PC
2025-06-05 | SH202L-C40 2CDS242001R0404 | 40A 2P 4.5kA(IEC 60898) MCB | ABB | MCB | Mcompact | 95.4 | 0.3353 | 31.9876 | PC
2025-06-05 | SH202L-C6 2CDS242001R0064 | 6A 2P 4.5kA(IEC 60898) MCB | ABB | MCB | Mcompact | 93.1 | 0.3353 | 31.2164 | PC
2026-06-18 | SH203-B10 2CDS213001R0105 | 10A 3P 6kA (IEC 60898) B CURVE MCB | ABB | MCB | Mcompact | 390 | 0.3353 | 130.767 | PC
2026-06-18 | SH203-B16 2CDS213001R0165 | 16A 3P 6kA (IEC 60898) B CURVE MCB | ABB | MCB | Mcompact | 345 | 0.3353 | 115.6785 | PC
2026-06-18 | SH203-B20 2CDS213001R0205 | 20A 3P 6kA (IEC 60898) B CURVE MCB | ABB | MCB | Mcompact | 358 | 0.3353 | 120.0374 | PC
2026-06-18 | SH203-B25 2CDS213001R0255 | 25A 3P 6kA (IEC 60898) B CURVE MCB | ABB | MCB | Mcompact | 358 | 0.3353 | 120.0374 | PC
2026-06-18 | SH203-B32 2CDS213001R0325 | 32A 3P 6kA (IEC 60898) B CURVE MCB | ABB | MCB | Mcompact | 358 | 0.3353 | 120.0374 | PC
2026-06-18 | SH203-B40 2CDS213001R0405 | 40A 3P 6kA (IEC 60898) B CURVE MCB | ABB | MCB | Mcompact | 358 | 0.3353 | 120.0374 | PC
2026-06-18 | SH203-B50 2CDS213001R0505 | 50A 3P 6kA (IEC 60898) B CURVE MCB | ABB | MCB | Mcompact | 414 | 0.3353 | 138.8142 | PC
2026-06-18 | SH203-B6 2CDS213001R0065 | 6A 3P 6kA(IEC 60898) B CURVE MCB | ABB | MCB | Mcompact | 397 | 0.3353 | 133.1141 | PC
2026-06-18 | SH203-B63 2CDS213001R0635 | 63A 3P 6kA (IEC 60898) B CURVE MCB | ABB | MCB | Mcompact | 414 | 0.3353 | 138.8142 | PC
2026-06-18 | SH203-C10 2CDS213001R0104 | 10A 3P 6kA(IEC 60898) MCB | ABB | MCB | Mcompact | 170 | 0.3353 | 57.001 | PC
2026-06-18 | SH203-C16 2CDS213001R0164 | 16A 3P 6kA(IEC 60898) MCB | ABB | MCB | Mcompact | 170 | 0.3353 | 57.001 | PC
2026-06-18 | SH203-C20 2CDS213001R0204 | 20A 3P 6kA(IEC 60898) MCB | ABB | MCB | Mcompact | 170 | 0.3353 | 57.001 | PC
2026-06-18 | SH203-C25 2CDS213001R0254 | 25A 3P 6kA(IEC 60898) MCB | ABB | MCB | Mcompact | 170 | 0.3353 | 57.001 | PC
2026-06-18 | SH203-C32 2CDS213001R0324 | 32A 3P 6kA(IEC 60898) MCB | ABB | MCB | Mcompact | 170 | 0.3353 | 57.001 | PC
2026-06-18 | SH203-C40 2CDS213001R0404 | 40A 3P 6kA(IEC 60898) MCB | ABB | MCB | Mcompact | 173 | 0.3353 | 58.0069 | PC
2026-06-18 | SH203-C50 2CDS213001R0504 | 50A 3P 6kA(IEC 60898) MCB | ABB | MCB | Mcompact | 244 | 0.3353 | 81.8132 | PC
2026-06-18 | SH203-C6 2CDS213001R0064 | 6A 3P 6kA(IEC 60898) MCB | ABB | MCB | Mcompact | 170 | 0.3353 | 57.001 | PC
2026-06-18 | SH203-C63 2CDS213001R0634 | 63A 3P 6kA(IEC 60898) MCB | ABB | MCB | Mcompact | 244 | 0.3353 | 81.8132 | PC
2025-06-05 | SH203L-B10 2CDS243001R0105 | 10A 3P 4.5kA (IEC 60898) B CURVE MCB | ABB | MCB | Mcompact | 175.6 | 0.3353 | 58.8787 | PC
2025-06-05 | SH203L-B16 2CDS243001R0165 | 16A 3P 4.5kA (IEC 60898) B CURVE MCB | ABB | MCB | Mcompact | 175.6 | 0.3353 | 58.8787 | PC
2025-06-05 | SH203L-B20 2CDS243001R0205 | 20A 3P 4.5kA (IEC 60898) B CURVE MCB | ABB | MCB | Mcompact | 175.6 | 0.3353 | 58.8787 | PC
2025-06-05 | SH203L-B25 2CDS243001R0255 | 25A 3P 4.5kA (IEC 60898) B CURVE MCB | ABB | MCB | Mcompact | 175.6 | 0.3353 | 58.8787 | PC
2025-06-05 | SH203L-B32 2CDS243001R0325 | 32A 3P 4.5kA (IEC 60898) B CURVE MCB | ABB | MCB | Mcompact | 175.6 | 0.3353 | 58.8787 | PC
2025-06-05 | SH203L-B40 2CDS243001R0405 | 40A 3P 4.5kA (IEC 60898) B CURVE MCB | ABB | MCB | Mcompact | 175.6 | 0.3353 | 58.8787 | PC
2025-06-05 | SH203L-B6 2CDS243001R0065 | 6A 3P 4.5kA(IEC 60898) B CURVE MCB | ABB | MCB | Mcompact | 175.6 | 0.3353 | 58.8787 | PC
2025-06-05 | SH203L-C10 2CDS243001R0104 | 10A 3P 4.5kA(IEC 60898) MCB | ABB | MCB | Mcompact | 138.8 | 0.3353 | 46.5396 | PC
2025-06-05 | SH203L-C16 2CDS243001R0164 | 16A 3P 4.5kA(IEC 60898) MCB | ABB | MCB | Mcompact | 138.8 | 0.3353 | 46.5396 | PC
2025-06-05 | SH203L-C20 2CDS243001R0204 | 20A 3P 4.5kA(IEC 60898) MCB | ABB | MCB | Mcompact | 138.8 | 0.3353 | 46.5396 | PC
2025-06-05 | SH203L-C25 2CDS243001R0254 | 25A 3P 4.5kA(IEC 60898) MCB | ABB | MCB | Mcompact | 138.8 | 0.3353 | 46.5396 | PC
2025-06-05 | SH203L-C32 2CDS243001R0324 | 32A 3P 4.5kA(IEC 60898) MCB | ABB | MCB | Mcompact | 138.8 | 0.3353 | 46.5396 | PC
2025-06-05 | SH203L-C40 2CDS243001R0404 | 40A 3P 4.5kA(IEC 60898) MCB | ABB | MCB | Mcompact | 141.1 | 0.3353 | 47.3108 | PC
2025-06-05 | SH203L-C6 2CDS243001R0064 | 6A 3P 4.5kA(IEC 60898) MCB | ABB | MCB | Mcompact | 138.8 | 0.3353 | 46.5396 | PC
2024-04-15 | SHT | SHUNT TRIP (110/240VAC) | LS | MCCB | SUSOL | 241.02 | 0.29525 | 71.1599 | PC
2023-01-20 | SHT-240-05SVR | NF32-250 CV/SV/HV, SHUNT TRIP 100 - 200VAC | MITSUBISHI | MCCB | N/A | 195 | 0.63 | 122.85 | PC
2024-04-15 | SHT-C | SHUNT TRIP - FROM 15A TO 250A | LS | MCCB | METASOL | 164.8 | 0.29525 | 48.6564 | PC
2021-04-24 | SP-59604-G40-8-9-6 | Protection relay, Sepam G40 - 50/51, 50N/51N, 50G/51G, 50BF, 46, 49RMS, 32P, 32Q/40, 50V/51V, 27, 59, 59N, 47, 81H, 81L, 38/49T | SCHNEIDER | Protection Relay | Sepam | 20391 | 0.36068 | 7354.6267 | PC
2021-04-23 | SP-59604-S40-8-9-6 | Protection relay, Sepam S40 - 50/51, 50N/51N, 50G/51G, 50BF, 46, 27, 59, 59N, 47, 81H, 81L | SCHNEIDER | Protection Relay | Sepam | 15265 | 0.36068 | 5505.7808 | PC
2021-04-24 | SP-59607-M20-8-9 | Protection relay, Sepam M20 - 50/51, 50N/51N, 50G/51G, 46, 49RMS, 37, 48/51LR/14, 66, 38/49T | SCHNEIDER | Protection Relay | Sepam | 9714 | 0.36068 | 3503.6459 | PC
2021-04-23 | SP-59836-G60-8-9 | Protection relay, Sepam G60 - 50/51, 50N/51N, 50G/51G, 50BF, 46, 49RMS, 32P, 32Q/40, 37P, 40, 50V/51V, 21B, 27D, 27R, 27, 59, 59N, 47, 81H, 81L, 81R | SCHNEIDER | Protection Relay | Sepam | 20875 | 0.36068 | 7529.1958 | PC
2020-11-29 | SP-59836-G62-8-9 | Protection relay, Sepam G62 - 50/51, 50N/51N, 50G/51G, 50BF, 46, 49RMS, 67, 67N/67NC, 32P, 32Q/40, 37P, 40, 50V/51V, 21B, 27D, 27R, 27, 59, 59N, 47, 81H, 81L, 81R | SCHNEIDER | Protection Relay | Sepam | 37367 | 0.36068 | 13477.5311 | PC
2021-08-18 | SP-59836-S60-8-9 | Protection relay, Sepam S60 - 50/51, 50N/51N, 50G/51G, 50BF, 46, 27D, 27R, 27, 59, 59N, 47, 81H, 81L, 81R | SCHNEIDER | Protection Relay | Sepam | 13298 | 0.36068 | 4796.3232 | PC
2021-04-23 | SP-59836-T60-8-9 | Protection relay, Sepam T60 - 50/51, CLPU 50/51, 50N/51N, 50G/51G, CLPU 50N/51N, 50BF, 46, 46BC, 49RMS, 64REF, 87T, 67, 67N/67NC, 32P, 24, 27D, 27R, 27, 59, 59N, 47, 81H, 81L, 26/63, 38/49T, 25 | SCHNEIDER | Protection Relay | Sepam | 20362 | 0.36068 | 7344.167 | PC
2020-12-11 | Split M 2000/5A | Split core CT 160x80mm II 2000/5A 10VA Class 0.5 | TK | CT | MCT | 167.895 | 1 | 167.895 | PC
2020-12-11 | Split M 4000/5A | Split core CT 150x80mm II 4000/5A 20VA Class 0.5 | TK | CT | MCT | 206.64 | 1 | 206.64 | PC
2025-10-14 | SSB 1200x(550+550)x250 EG1.6 | SSB, 1.6mm THICK 12 OUT MCCBs 1200x(550+550)x250 | TK | TK SSB | SSB | 1410 | 1 | 1410 | PC
2025-10-14 | SSB 1200x(550+550)x250 EG2.0 | SSB, 2.0mm THICK 12 OUT MCCBs 1200x(550+550)x250 | TK | TK SSB | SSB | 1694 | 1 | 1694 | PC
2025-03-10 | SSB 1200x(550+550)x300 EG2.0 | SSB, 2.0mm THICK 12 OUT MCCBs 900x(550+550)x300 | TK | TK SSB | SSB | 1791 | 1 | 1791 | PC
2025-10-14 | SSB 1200x(550+650)x250 EG1.6 | SSB, 1.6mm THICK 16 OUT MCCBs 1200x(550+650)x250 | TK | TK SSB | SSB | 1511 | 1 | 1511 | PC
2025-10-14 | SSB 1200x(550+650)x250 EG2.0 | SSB, 2.0mm THICK 16 OUT MCCBs 1200x(550+650)x250 | TK | TK SSB | SSB | 1817 | 1 | 1817 | PC
2025-03-01 | SSB 900x(550+400)x250 EG1.6 | SSB, 1.6mm THICK 6 OUT MCCBs 900x(550+400)x250 | TK | TK SSB | SSB | 1014 | 1 | 1014 | PC
2025-02-27 | SSB 900x(550+400)x250 EG2.0 | SSB, 2.0mm THICK 6 OUT MCCBs 900x(550+400)x250 | TK | TK SSB | SSB | 1211 | 1 | 1211 | PC
2025-03-01 | SSB 900x(550+550)x250 EG1.6 | SSB, 1.6mm THICK 9 OUT MCCBs 900x(550+550)x250 | TK | TK SSB | SSB | 1134 | 1 | 1134 | PC
2025-03-01 | SSB 900x(550+550)x250 EG2.0 | SSB, 2.0mm THICK 9 OUT MCCBs 900x(550+550)x250 | TK | TK SSB | SSB | 1356 | 1 | 1356 | PC
2022-12-20 | S-T10 | 9A 3P CONTACTOR, AC3 | MITSUBISHI | Contactor | None | 52 | 0.72 | 37.44 | PC
2022-12-20 | S-T12 | 12A 3P CONTACTOR, AC3 | MITSUBISHI | Contactor | None | 78 | 0.72 | 56.16 | PC
2022-12-20 | S-T20 | 18A 3P CONTACTOR, AC3 | MITSUBISHI | Contactor | None | 93 | 0.72 | 66.96 | PC
2022-12-20 | S-T21 | 20A 3P CONTACTOR, AC3 | MITSUBISHI | Contactor | None | 126 | 0.72 | 90.72 | PC
2022-12-20 | S-T25 | 25A 3P CONTACTOR, AC3 | MITSUBISHI | Contactor | None | 144 | 0.72 | 103.68 | PC
2024-04-15 | ST-3 | SHUNT TRIP - FROM 300A TO 800A | LS | MCCB | METASOL | 384.19 | 0.29525 | 113.4302 | PC
2022-12-20 | S-T35 | 30A 3P CONTACTOR, AC3 | MITSUBISHI | Contactor | None | 189 | 0.72 | 136.08 | PC
2024-04-15 | ST-4 | SHUNT TRIP - FROM 1000A TO 1200A | LS | MCCB | METASOL | 1221.58 | 0.29525 | 360.6654 | PC
2022-12-20 | S-T50 | 40A 3P CONTACTOR, AC3 | MITSUBISHI | Contactor | None | 231 | 0.72 | 166.32 | PC
2022-12-20 | S-T60 | 60A 3P CONTACTOR, AC3 | MITSUBISHI | Contactor | None | 263 | 0.72 | 189.36 | PC
2019-08-23 | StepDown 3P 440-220 2kVA | Step down transformer In:440V 220V Out:220V 110V 2kVA 3P | QPS | Transformer | None | 495 | 1 | 495 | PC
2019-08-23 | StepDown 3P 440-220 50VA | Step down transformer In:440V 220V Out:220V 110V 50VA 3P | QPS | Transformer | None | 330 | 1 | 330 | PC
2021-08-18 | StepDown SP 230-230 50VA | Step down transformer In:230V Out:230V 50VA SP | QPS | Transformer | none | 120 | 1 | 120 | PC
2019-11-28 | StepDown SP 380-190 50VA | Step down transformer In:380V Out:190V 50VA 1P | QPS | Transformer | None | 66 | 1 | 66 | PC
2019-08-23 | StepDown SP 440-220 2kVA | Step down transformer In:440V 220V Out:220V 110V 2kVA SP | QPS | Transformer | None | 385 | 1 | 385 | PC
2019-08-23 | StepDown SP 440-220 50VA | Step down transformer In:440V 220V Out:220V 110V 50VA SP | QPS | Transformer | None | 105 | 1 | 105 | PC
2026-06-18 | TA25DU-0.16M | THERMOL OVERLOAD RELAY 0.1 … 0.16A | ABB | TOR | AX | 186 | 0.3353 | 62.3658 | PC
2026-06-18 | TA25DU-0.25M | THERMOL OVERLOAD RELAY 0.16 … 0.25A | ABB | TOR | AX | 186 | 0.3353 | 62.3658 | PC
2026-06-18 | TA25DU-0.4M | THERMOL OVERLOAD RELAY 0.25 … 0.4A | ABB | TOR | AX | 186 | 0.3353 | 62.3658 | PC
2026-06-18 | TA25DU-0.63M | THERMOL OVERLOAD RELAY 0.4 … 0.63A | ABB | TOR | AX | 186 | 0.3353 | 62.3658 | PC
2026-06-18 | TA25DU-1.0M | THERMOL OVERLOAD RELAY 0.63 … 1.0A | ABB | TOR | AX | 186 | 0.3353 | 62.3658 | PC
2026-06-18 | TA25DU-1.4M | THERMOL OVERLOAD RELAY 1.0 … 1.4A | ABB | TOR | AX | 186 | 0.3353 | 62.3658 | PC
2026-06-18 | TA25DU-1.8M | THERMOL OVERLOAD RELAY 1.3 … 1.8A | ABB | TOR | AX | 186 | 0.3353 | 62.3658 | PC
2026-06-18 | TA25DU-11M | THERMOL OVERLOAD RELAY 7.5 … 11A | ABB | TOR | AX | 186 | 0.3353 | 62.3658 | PC
2026-06-18 | TA25DU-14M | THERMOL OVERLOAD RELAY 10 … 14A | ABB | TOR | AX | 186 | 0.3353 | 62.3658 | PC
2026-06-18 | TA25DU-19M | THERMOL OVERLOAD RELAY 13 … 19A | ABB | TOR | AX | 186 | 0.3353 | 62.3658 | PC
2026-06-18 | TA25DU-2.4M | THERMOL OVERLOAD RELAY 1.7 … 2.4A | ABB | TOR | AX | 186 | 0.3353 | 62.3658 | PC
2026-06-18 | TA25DU-25M | THERMOL OVERLOAD RELAY 18 … 25A | ABB | TOR | AX | 245 | 0.3353 | 82.1485 | PC
2026-06-18 | TA25DU-3.1M | THERMOL OVERLOAD RELAY 2.2 … 3.1A | ABB | TOR | AX | 186 | 0.3353 | 62.3658 | PC
2026-06-18 | TA25DU-32M | THERMOL OVERLOAD RELAY 24 … 32A | ABB | TOR | AX | 299 | 0.3353 | 100.2547 | PC
2026-06-18 | TA25DU-4.0M | THERMOL OVERLOAD RELAY 2.8 … 4.0A | ABB | TOR | AX | 186 | 0.3353 | 62.3658 | PC
2026-06-18 | TA25DU-5.0M | THERMOL OVERLOAD RELAY 3.5 … 5.0A | ABB | TOR | AX | 186 | 0.3353 | 62.3658 | PC
2026-06-18 | TA25DU-6.5M | THERMOL OVERLOAD RELAY 4.5 … 6.5A | ABB | TOR | AX | 186 | 0.3353 | 62.3658 | PC
2026-06-18 | TA25DU-8.5M | THERMOL OVERLOAD RELAY 6.0 … 8.5A | ABB | TOR | AX | 186 | 0.3353 | 62.3658 | PC
2026-06-18 | TA75DU-42M | THERMOL OVERLOAD RELAY 29 … 42A | ABB | TOR | AX | 517 | 0.3353 | 173.3501 | PC
2026-06-18 | TA75DU-52-M | THERMOL OVERLOAD RELAY 36 … 52A | ABB | TOR | AX | 655 | 0.3353 | 219.6215 | PC
2026-06-18 | TA75DU-63-M | THERMOL OVERLOAD RELAY 45 … 63A | ABB | TOR | AX | 655 | 0.3353 | 219.6215 | PC
2026-06-18 | TA75DU-80-M | THERMOL OVERLOAD RELAY 60 … 80A | ABB | TOR | AX | 655 | 0.3353 | 219.6215 | PC
2021-11-05 | TB 4 I 3246314 | Phoenix 4mm terminal block | Phoenix | Terminal | None | 1 | 1 | 1 | PC
2019-11-29 | TCN4S-24R | Digital Temperature Controller, TCN Series (Basic) | AUTONICS | Relay | TCN | 140 | 1 | 140 | PC
2024-04-15 | TD100N FMU(3P) | 16A ~ 100A 3P 50kA MCCB | LS | MCCB | SUSOL | 778.68 | 0.29525 | 229.9014 | PC
2024-04-15 | TD100N FMU(4P) | 16A ~ 100A 4P 50kA MCCB | LS | MCCB | SUSOL | 1018.67 | 0.29525 | 300.7572 | PC
2024-04-15 | TD160N FTU(3P) | 125A ~ 160A 3P 50kA MCCB | LS | MCCB | SUSOL | 1116.52 | 0.29525 | 329.6469 | PC
2024-04-15 | TD160N FTU(4P) | 125A ~ 160A 4P 50kA MCCB | LS | MCCB | SUSOL | 1556.33 | 0.29525 | 459.4987 | PC
2022-12-20 | TH-T18KP/0.12A | THERMAL OVERLOAD RELAY 0.1 ~ 0.16A | MITSUBISHI | TOR | S-T | 74 | 0.72 | 53.28 | PC
2022-12-20 | TH-T18KP/0.17A | THERMAL OVERLOAD RELAY 0.14 ~ 0.22A | MITSUBISHI | TOR | S-T | 74 | 0.72 | 53.28 | PC
2022-12-20 | TH-T18KP/0.24A | THERMAL OVERLOAD RELAY 0.2 ~ 0.32A | MITSUBISHI | TOR | S-T | 74 | 0.72 | 53.28 | PC
2022-12-20 | TH-T18KP/0.35A | THERMAL OVERLOAD RELAY 0.28 ~ 0.42A | MITSUBISHI | TOR | S-T | 74 | 0.72 | 53.28 | PC
2022-12-20 | TH-T18KP/0.5A | THERMAL OVERLOAD RELAY 0.4 ~ 0.6A | MITSUBISHI | TOR | S-T | 74 | 0.72 | 53.28 | PC
2022-12-20 | TH-T18KP/0.7A | THERMAL OVERLOAD RELAY 0.55 ~ 0.85A | MITSUBISHI | TOR | S-T | 74 | 0.72 | 53.28 | PC
2022-12-20 | TH-T18KP/0.9A | THERMAL OVERLOAD RELAY 0. 7~ 1.1A | MITSUBISHI | TOR | S-T | 74 | 0.72 | 53.28 | PC
2022-12-20 | TH-T18KP/1.3A | THERMAL OVERLOAD RELAY 1.0 ~ 1.6A | MITSUBISHI | TOR | S-T | 74 | 0.72 | 53.28 | PC
2022-12-20 | TH-T18KP/1.7A | THERMAL OVERLOAD RELAY 1.4 ~ 2.0A | MITSUBISHI | TOR | S-T | 74 | 0.72 | 53.28 | PC
2022-12-20 | TH-T18KP/11A | THERMAL OVERLOAD RELAY 9.0 ~ 13A | MITSUBISHI | TOR | S-T | 74 | 0.72 | 53.28 | PC
2022-12-20 | TH-T18KP/15A | THERMAL OVERLOAD RELAY 12 ~ 18A | MITSUBISHI | TOR | S-T | 74 | 0.72 | 53.28 | PC
2022-12-20 | TH-T18KP/2.1A | THERMAL OVERLOAD RELAY 1.7 ~ 2.5A | MITSUBISHI | TOR | S-T | 74 | 0.72 | 53.28 | PC
2022-12-20 | TH-T18KP/2.5A | THERMAL OVERLOAD RELAY 2.0 ~ 3.0A | MITSUBISHI | TOR | S-T | 74 | 0.72 | 53.28 | PC
2022-12-20 | TH-T18KP/3.6A | THERMAL OVERLOAD RELAY 2.8 ~ 4.4A | MITSUBISHI | TOR | S-T | 74 | 0.72 | 53.28 | PC
2022-12-20 | TH-T18KP/5A | THERMAL OVERLOAD RELAY 4.0 ~ 6.0A | MITSUBISHI | TOR | S-T | 74 | 0.72 | 53.28 | PC
2022-12-20 | TH-T18KP/6.6A | THERMAL OVERLOAD RELAY 5.2 ~ 8.0A | MITSUBISHI | TOR | S-T | 74 | 0.72 | 53.28 | PC
2022-12-20 | TH-T18KP/9A | THERMAL OVERLOAD RELAY 7.0 ~ 11A | MITSUBISHI | TOR | S-T | 74 | 0.72 | 53.28 | PC
2020-08-23 | TK4S-14CN | Digital Temperature Controller,TK Series (With analog output, 4-20mA) | AUTONICS | Relay | TK | 176 | 1 | 176 | PC
2024-04-26 | TM221CE40T | PLC Based | SCHNEIDER | PLC | Modicon | 4316 | 0.5 | 2158 | PC
2024-01-03 | TM2UA74 | Tema U - AC single-phase voltage transducer, 250Vac, 0-20mA | Imetec | Relay | none | 209 | 1 | 209 | PC
2021-08-05 | TM3AI8 | 8AI PLC Module | SCHNEIDER | PLC | Modicon | 620 | 1 | 620 | PC
2019-07-02 | TM3AM6 | 4AI + 2AO PLC Module | SCHNEIDER | PLC | Modicon | 735 | 1 | 735 | PC
2021-08-05 | TM3AQ4 | 4AO PLC Module | SCHNEIDER | PLC | Modicon | 620 | 1 | 620 | PC
2026-06-16 | Tmax KIT EF XT1 1SDA066867R1 | Compulsory add-on terminals for Tmax MCCB, 3P | ABB | MCCB | Tmax | 367 | 0.3353 | 123.0551 | PC
2026-06-16 | Tmax KIT EF XT2 1SDA066871R1 | Compulsory add-on terminals for Tmax MCCB, 3P | ABB | MCCB | Tmax | 373 | 0.3353 | 125.0669 | PC
2026-06-16 | Tmax KIT EF XT5 1SDA104734R1 | Compulsory add-on terminals for Tmax MCCB, 3P | ABB | MCCB | Tmax | 415 | 0.3353 | 139.1495 | PC
2026-06-16 | Tmax KIT EF XT6 1SDA107473R1 | Compulsory add-on terminals for Tmax MCCB, 3P, 1000A | ABB | MCCB | Tmax | 727 | 0.3353 | 243.7631 | PC
2026-06-16 | Tmax KIT EF XT7 1SDA073967R1 | Compulsory add-on terminals for Tmax MCCB, 3P | ABB | MCCB | Tmax | 2088 | 0.3353 | 700.1064 | PC
2026-06-16 | Tmax KIT ES XT4 1SDA066903R1 | Compulsory add-on terminals for Tmax MCCB, 3P | ABB | MCCB | Tmax | 478 | 0.3353 | 160.2734 | PC
2026-06-18 | Tmax XT1 1SDA066479R1 | Rotary Handle - Tansmitted Type - RHE (Tmax) | ABB | MCCB | Tmax | 593 | 0.3353 | 198.8329 | PC
2026-06-18 | Tmax XT1, XT2, XT4 1SDA066400R1 | Undervoltage Release(Tmax) | ABB | MCCB | Tmax | 713 | 0.3353 | 239.0689 | PC
2026-06-18 | Tmax XT1, XT2, XT4 1SDA066433R1 | Auxiliary Contact - AUX C, XT1, XT2, XT4 - 2Q+1SY 250V AC/DC | ABB | MCCB | Tmax | 771 | 0.3353 | 258.5163 | PC
2026-06-18 | Tmax XT1, XT2, XT4 1SDA066587R1 | IP54 Protection for transmitted rotary handle - RHE (Tmax) | ABB | MCCB | Tmax | 137 | 0.3353 | 45.9361 | PC
2026-06-18 | Tmax XT1,XT2, XT4 1SDA066326R1 | Shunt Opening Release (Tmax) | ABB | MCCB | Tmax | 459 | 0.3353 | 153.9027 | PC
2026-06-18 | Tmax XT2 1SDA066282R1 | Conversion kit of circuit-breaker from fixed into moving part of plug-in - XT2 P MP KIT - 4 poles | ABB | MCCB | Tmax | 768 | 0.3353 | 257.5104 | PC
2026-06-18 | Tmax XT2 1SDA068190R1 | Fixed Part of Plug-in (P) - XT2 KIT P PF EF - 4 poles | ABB | MCCB | Tmax | 1981 | 0.3353 | 664.2293 | PC
2026-06-18 | Tmax XT2, XT4 1SDA066466R1 | Motor Operator XT2 & XT4 Stored Energy Motor Operator - MOE (Tmax) | ABB | MCCB | Tmax | 5964 | 0.3353 | 1999.7292 | PC
2026-06-18 | Tmax XT2, XT4 1SDA069055R1 | Rotary Handle - Tansmitted Type - RHE (Tmax) | ABB | MCCB | Tmax | 622 | 0.3353 | 208.5566 | PC
2026-06-18 | Tmax XT5 1SDA104843R1 | Rotary Handle - Tansmitted Type - RHE (Tmax) | ABB | MCCB | Tmax | 973 | 0.3353 | 326.2469 | PC
2026-06-18 | Tmax XT5, XT6 1SDA104934R1 | Shunt Opening Release - YO-C (Tmax) | ABB | MCCB | Tmax | 636 | 0.3353 | 213.2508 | PC
2026-06-18 | Tmax XT5, XT6 1SDA104958R1 | Undervoltage Release - YU-C (Tmax) | ABB | MCCB | Tmax | 891 | 0.3353 | 298.7523 | PC
2026-06-18 | Tmax XT6 1SDA104853R1 | Rotary Handle - Transmitted Type - RHE(Tmax) | ABB | MCCB | Tmax | 1485 | 0.3353 | 497.9205 | PC
2026-06-18 | Tmax XT6 1SDA104895R1 | Stored Energy Motor Operator - MOE (Tmax) | ABB | MCCB | Tmax | 11847 | 0.3353 | 3972.2991 | PC
2024-04-15 | TS250N FTU(200A)(3P) | 200A 3P 50kA MCCB | LS | MCCB | SUSOL | 1360.63 | 0.29525 | 401.7192 | PC
2024-04-15 | TS250N FTU(200A)(4P) | 200A 4P 50kA MCCB | LS | MCCB | SUSOL | 1953.91 | 0.29525 | 576.8822 | PC
2024-04-15 | TS250N FTU(250A)(3P) | 250A 3P 50kA MCCB | LS | MCCB | SUSOL | 1633.58 | 0.29525 | 482.3063 | PC
2024-04-15 | TS250N FTU(250A)(4P) | 250A 4P 50kA MCCB | LS | MCCB | SUSOL | 2177.42 | 0.29525 | 642.8724 | PC
2024-04-15 | TS400N FTU(3P) | 300A, 400A 3P 65kA MCCB | LS | MCCB | SUSOL | 3419.6 | 0.29525 | 1009.6198 | PC
2024-04-15 | TS400N FTU(4P) | 300A, 400A 4P 65kA MCCB | LS | MCCB | SUSOL | 4678.26 | 0.29525 | 1381.2329 | PC
2024-04-15 | TS630N FTU(3P) | 500A, 630A 3P 65kA MCCB | LS | MCCB | SUSOL | 5163.39 | 0.29525 | 1524.4651 | PC
2024-04-15 | TS630N FTU(4P) | 500A, 630A 4P 65kA MCCB | LS | MCCB | SUSOL | 7605.52 | 0.29525 | 2245.4918 | PC
2024-04-15 | TS800N FTU | 700A, 800A 3P 65kA MCCB | LS | MCCB | SUSOL | 6249.01 | 0.29525 | 1844.989 | PC
2024-04-15 | TS800N FTU(4P) | 700A, 800A 4P 65kA MCCB | LS | MCCB | SUSOL | 8955.85 | 0.29525 | 2644.1699 | PC
2021-05-21 | TTB13 | Test Terminal Block, PTT, CTT | Rudolf | Test Terminal Block | None | 250 | 1 | 250 | PC
2024-11-13 | TX4S-24C | Digital Temperature Control, TX Series | AUTONICS | Relay | TX | 210 | 1 | 210 | PC
2026-06-16 | UA110-30-00 RA88 | 80kVar 400V AC-6b Contactor | ABB | Contactor | UA | 5084 | 0.3353 | 1704.6652 | PC
2024-04-15 | UA1-11 | Contactor Accessories, MC9 to MC150 Side Mount, 2P, 1NO+1NC | LS | Contactor | METASOL | 30.45 | 0.405 | 12.3323 | PC
2025-06-23 | UA16-30-10 RA88 | 12.5kVar 400V AC-6b Contactor | ABB | Contactor | UA | 673 | 0.3353 | 225.6569 | PC
2024-04-15 | UA2 | Contactor Accessories, MC9 to MC150 Front Mount, 2P, 2NO/2NC/1NO+1NC | LS | Contactor | METASOL | 42 | 0.405 | 17.01 | PC
2025-06-23 | UA26-30-10 RA88 | 22kVar 400V AC-6b Contactor | ABB | Contactor | UA | 859 | 0.3353 | 288.0227 | PC
2025-06-23 | UA30-30-10 RA88 | 30kVar 400V AC-6b Contactor | ABB | Contactor | UA | 1296 | 0.3353 | 434.5488 | PC
2024-04-15 | UA4 | Contactor Accessories, MC9 to MC150 Front Mount, 4P, 4NO/3NO+1NC/2NO+2NC/1NO+3NC/4NC | LS | Contactor | METASOL | 81.9 | 0.405 | 33.1695 | PC
2025-06-23 | UA50-30-00 RA88 | 40kVar 400V AC-6b Contactor | ABB | Contactor | UA | 1387 | 0.3353 | 465.0611 | PC
2025-06-23 | UA63-30-00 RA88 | 50kVar 400V AC-6b Contactor | ABB | Contactor | UA | 1419 | 0.3353 | 475.7907 | PC
2025-06-23 | UA75-30-00 RA88 | 60kVar 400V AC-6b Contactor | ABB | Contactor | UA | 1563 | 0.3353 | 524.0739 | PC
2025-06-23 | UA95-30-00 RA88 | 70kVar 400V AC-6b Contactor | ABB | Contactor | UA | 4162 | 0.3353 | 1395.5186 | PC
2024-04-15 | UDC | U.V.T Delay Timer Relay | LS | ACB | None | 400 | 1 | 400 | PC
2024-04-15 | UVT | U.V.T Coil (380VAC - 480VAC) | LS | ACB | METASOL | 1256.6 | 0.29525 | 371.0049 | PC
2026-01-28 | UVT NXA, NA1, NA8 | Under voltage trip device (UVT) | CHINT | ACB | NX | 860 | 0.47156 | 405.5382 | PC
2024-04-15 | UVT, SUSOL | UNDER VOLTAGE (415VAC) | LS | MCCB | SUSOL | 517.06 | 0.29525 | 152.6594 | PC
2024-04-15 | UVT3 | U.V.T (AC.415V) - FROM 300A TO 800A | LS | MCCB | METASOL | 366.68 | 0.29525 | 108.2604 | PC
2021-04-09 | UVT4 | U.V.T (AC.415V) - FROM 1000A TO 1200A | LS | MCCB | METASOL | TBA | 0.29525 | #VALUE! | PC
2024-04-15 | UVT-C | U.V.T (AC.415V) - FROM 15A TO 250A | LS | MCCB | METASOL | 245.14 | 0.29525 | 72.3764 | PC
2023-05-19 | Vent fan | EXHAUST FAN | SALZER | Fan | None | 80 | 1 | 80 | PC
2024-10-10 | VS108PM | DB, MCB incoming (8W Surface) | Hager | DB | Golf | 104 | 0.665 | 69.16 | PC
2024-10-10 | VS112PM | DB, MCB incoming (12W Surface) | Hager | DB | Golf | 148 | 0.665 | 98.42 | PC
2024-10-10 | VS212PM | DB, MCB incoming (24W Surface) | Hager | DB | Golf | 189 | 0.665 | 125.685 | PC
2024-10-10 | VS312PM | DB, MCB incoming (36W Surface) | Hager | DB | Golf | 266 | 0.665 | 176.89 | pc
2024-10-10 | VS412PM | DB, MCB incoming (48W Surface) | Hager | DB | Golf | 327 | 0.665 | 217.455 | PC
2019-11-11 | VW3A1104R30 | 3M Cable for remote graphic terminal | SCHNEIDER | VSD | none | 65.49 | 1 | 65.49 | PC
2023-08-02 | VW3A1112 | ARV630, Door Mounting Kit for Graphic Keypad | SCHNEIDER | VSD | ATV630 | 150 | 1 | 150 | PC
2019-11-11 | VW3A1114 | ATV610, Basic keypad door mounting kit | SCHNEIDER | VSD | ATV630 | 42.71 | 1 | 42.71 | PC
2020-03-16 | VW3A46103 | Passive Filter 15A 400V 50Hz, AC-1 | SCHNEIDER | PF | none | 5690 | 1 | 5690 | PC
2019-11-11 | VW3A46106 | Passive Filter 37A 400V 50Hz, AC-1 | SCHNEIDER | PF | none | 8533.93 | 1 | 8533.93 | PC
2020-03-16 | VW3A46110 | Passive Filter 90A 400V 50HZ, AC-1 | SCHNEIDER | PF | none | 21341.58 | 1 | 21341.58 | PC
2021-01-29 | VW3A46112 | Passive Filter 150A 400V 50Hz, AC-1 | SCHNEIDER | PF | none | 18120 | 1 | 18120 | PC
2020-03-16 | VW3A46113 | Passive Filter 187A 400V 50Hz, AC-1 | SCHNEIDER | PF | none | 23170 | 1 | 23170 | PC
2019-11-29 | VW3A46114 | Passive Filter 225A 400V 50Hz, AC-1 | SCHNEIDER | PF | none | 26841.47 | 1 | 26841.47 | PC
2022-03-18 | VW3A46129 | Passive Filter 89A 400V 50Hz, AC-1 | SCHNEIDER | PF | none | 21341.58 | 1 | 21341.58 | PC
2020-01-06 | VW3A46135 | Passive Filter 316A 400V 50Hz, AC-1 | SCHNEIDER | PF | none | 30647.06 | 1 | 30647.06 | PC
2022-03-18 | VW3A46137 | Passive Filter 395A 400V 50Hz, AC-1 | SCHNEIDER | PF | none | 77402 | 1 | 77402 | PC
2019-12-03 | VW3A46138 | Passive Filter 450A 400V 50Hz, AC-1 | SCHNEIDER | PF | none | 56570.4 | 1 | 56570.4 | PC
2024-08-23 | VW3A7101 | Braking Unit 200kW 300HP | SCHNEIDER | VSD | ATV930 | 12071 | 1 | 12071 | PC
2024-08-23 | VW3A7748 | Braking Resistor 1.4OHMS 5.1KW IP23 | SCHNEIDER | VSD | ATV930 | 10113 | 1 | 10113 | PC
2025-08-08 | VW3G22101 | Electronic Soft Starter Control 220V POW 250A (for 132kW) | SCHNEIDER | SS | ATS | 1323 | 0.27677 | 366.1726 | PC
2020-06-11 | VX5VPS4001 | wear part - fan for variable speed drives IP21-Size 4 | SCHNEIDER | VSD | ATV630 | 382 | 1 | 382 | PC
2021-10-02 | Warning Light, Yellow | Warning Light, Yellow | TK | I/l | none | 56 | 1 | 56 | PC
2022-10-14 | WC2V3E Kilowatt Meter 144x144mm | kW Meter Unbalanced (3CT), 144x144mm | SACI | Meter | None | 2426 | 0.675 | 1637.55 | PC
2022-10-14 | WC2VInE Kilowatt Meter 144x144mm | kW Meter Balanced, 144x144mm | SACI | Meter | None | 1920 | 0.675 | 1296 | PC
2020-08-10 | WLCA2-2 | Limit switch, 1NO+1NC | Omron | Relay | None | 140 | 1 | 140 | PC
2025-07-05 | Wooden Case/m3 | Wooden Case | TK | Packing | None | 200 | 1 | 200 | /m3
2024-06-06 | X20 | IDMT E/F relay, Supply:240VAC | Mikro | EF | X series | 900 | 0.9 | 810 | PC
2024-06-06 | X30 | Combined O/C & E/F Relay, Supply:240Vac | Mikro | OCEF | X series | 1000 | 0.9 | 900 | PC
2026-07-10 | XB4BA11 | PUSH BUTTON, N/O , METAL, WHITE | SCHNEIDER | Push Button | None | 83.3 | 0.3969 | 33.0618 | PC
2026-07-10 | XB4BA21 | PUSH BUTTON, N/O , METAL, BLACK | SCHNEIDER | Push Button | None | 83.3 | 0.3969 | 33.0618 | PC
2026-07-10 | XB4BA31 | PUSH BUTTON, N/O , METAL, GREEN | SCHNEIDER | Push Button | None | 83.3 | 0.3969 | 33.0618 | PC
2026-07-10 | XB4BA42 | PUSH BUTTON, N/C , METAL, RED | SCHNEIDER | Push Button | None | 83.3 | 0.3969 | 33.0618 | PC
2026-07-10 | XB4BA51 | PUSH BUTTON, N/O , METAL, YELLOW | SCHNEIDER | Push Button | None | 83.3 | 0.3969 | 33.0618 | PC
2026-07-10 | XB4BA61 | PUSH BUTTON, N/O , METAL, BLUE | SCHNEIDER | Push Button | None | 83.3 | 0.3969 | 33.0618 | PC
2026-03-25 | XB4BS8445 | E-Stop push button, 1 N/O, 1 N/C, RED | SCHNEIDER | Push Button | None | 242 | 0.27677 | 66.9794 | PC
2026-03-25 | XB5AA21 | PUSH BUTTON, 1NO, BLACK | SCHNEIDER | Push Button | None | 65.4 | 0.27677 | 18.1011 | PC
2026-03-25 | XB7EV03MP | PILOT LAMP, 230V AC, GREEN | SCHNEIDER | I/l | XB7 | 50 | 0.27677 | 13.8387 | PC
2026-03-25 | XB7EV04MP | PILOT LAMP, 230V AC, RED | SCHNEIDER | I/l | XB7 | 50 | 0.27677 | 13.8387 | PC
2026-03-25 | XB7EV05MP | PILOT LAMP, 230V AC, YELLOW | SCHNEIDER | I/l | XB7 | 50 | 0.27677 | 13.8387 | PC
2026-03-25 | XB7EV06MP | PILOT LAMP, 230V AC, BLUE | SCHNEIDER | I/l | XB7 | 50 | 0.27677 | 13.8387 | PC
2026-03-25 | XB7EV07MP | PILOT LAMP, 230V AC, CLEAR | SCHNEIDER | I/l | XB7 | 50 | 0.27677 | 13.8387 | PC
2026-03-25 | XB7EV08MP | PILOT LAMP, 230V AC, ORANGE | SCHNEIDER | I/l | XB7 | 50 | 0.27677 | 13.8387 | PC
2026-03-25 | XB7NA11 | PUSH BUTTON, 1NO, WHITE | SCHNEIDER | Push Button | None | 61.8 | 0.27677 | 17.1047 | PC
2026-03-25 | XB7NA15 | PUSH BUTTON, 1NO 1NC, WHITE | SCHNEIDER | Push Button | None | 90 | 0.27677 | 24.9097 | PC
2026-03-25 | XB7NA21 | PUSH BUTTON, 1NO, BLACK | SCHNEIDER | Push Button | None | 57.7 | 0.27677 | 15.9699 | PC
2026-03-25 | XB7NA23 | PUSH BUTTON, 2NO, BLACK | SCHNEIDER | Push Button | None | 67 | 0.27677 | 18.5439 | PC
2026-03-25 | XB7NA25 | PUSH BUTTON, 1NO 1NC, BLACK | SCHNEIDER | Push Button | None | 67 | 0.27677 | 18.5439 | PC
2026-03-25 | XB7NA31 | PUSH BUTTON, 1NO, GREEN | SCHNEIDER | Push Button | None | 57.7 | 0.27677 | 15.9699 | PC
2026-03-25 | XB7NA33 | PUSH BUTTON, 2NO, GREEN | SCHNEIDER | Push Button | None | 65 | 0.27677 | 17.9903 | PC
2026-03-25 | XB7NA35 | PUSH BUTTON, 1NO 1NC, GREEN | SCHNEIDER | Push Button | None | 67 | 0.27677 | 18.5439 | PC
2026-03-25 | XB7NA42 | PUSH BUTTON, 1NC, RED | SCHNEIDER | Push Button | None | 57.7 | 0.27677 | 15.9699 | PC
2026-03-25 | XB7NA44 | PUSH BUTTON, 2NC, RED | SCHNEIDER | Push Button | None | 106 | 0.27677 | 29.3381 | PC
2026-03-25 | XB7NA45 | PUSH BUTTON, 1NO 1NC, RED | SCHNEIDER | Push Button | None | 65 | 0.27677 | 17.9903 | PC
2026-03-25 | XB7NA65 | PUSH BUTTON, 1NO 1NC, BLUE | SCHNEIDER | Push Button | None | 67 | 0.27677 | 18.5439 | PC
2026-03-25 | XB7NA81 | PUSH BUTTON, 1NO, YELLOW | SCHNEIDER | Push Button | None | 58.7 | 0.27677 | 16.2467 | PC
2026-03-25 | XB7NA85 | PUSH BUTTON, 1NO 1NC, YELLOW | SCHNEIDER | Push Button | None | 80 | 0.27677 | 22.142 | PC
2026-03-25 | XB7ND21 | SELECTOR SWITCH (1NO, 2 POSITION, STAY PUT) | SCHNEIDER | Switch | XB7 | 56.7 | 0.27677 | 15.6931 | PC
2026-03-25 | XB7ND25 | SELECTOR SWITCH (1NO 1NC, 2 POSITION, STAY PUT) | SCHNEIDER | Switch | XB7 | 65.4 | 0.27677 | 18.1011 | PC
2026-03-25 | XB7NG33 | SELECTOR SWITCH (2NO, 3 POSITION, STAY PUT) | SCHNEIDER | Switch | XB7 | 106 | 0.27677 | 29.3381 | PC
2026-03-25 | XB7NS8445 | E-Stop push button, 1 N/O, 1 N/C, RED | SCHNEIDER | Push Button | None | 147 | 0.27677 | 40.6858 | PC
2024-04-15 | XL-C | AUX + Alarm Switch - FROM 15A TO 250A | LS | MCCB | METASOL | 206 | 0.29525 | 60.8205 | PC
2026-06-16 | XLP000 1SEP201428R0001 | 100A 3P Fuse Switch - XLP Series | ABB | Fuse Switch | XLP | 535 | 0.3353 | 179.3855 | PC
2026-06-16 | XT1B 160 3P 016A 1SDA066799R1 | 16A 3P 18kA MCCB | ABB | MCCB | Tmax | 870 | 0.3353 | 291.711 | PC
2026-06-16 | XT1B 160 3P 020A 1SDA066800R1 | 20A 3P 18kA MCCB | ABB | MCCB | Tmax | 870 | 0.3353 | 291.711 | PC
2026-06-16 | XT1B 160 3P 025A 1SDA066801R1 | 25A 3P 18kA MCCB | ABB | MCCB | Tmax | 870 | 0.3353 | 291.711 | PC
2026-06-16 | XT1B 160 3P 032A 1SDA066802R1 | 32A 3P 18kA MCCB | ABB | MCCB | Tmax | 870 | 0.3353 | 291.711 | PC
2026-06-16 | XT1B 160 3P 040A 1SDA066803R1 | 40A 3P 18kA MCCB | ABB | MCCB | Tmax | 870 | 0.3353 | 291.711 | PC
2026-06-16 | XT1B 160 3P 050A 1SDA066804R1 | 50A 3P 18kA MCCB | ABB | MCCB | Tmax | 870 | 0.3353 | 291.711 | PC
2026-06-16 | XT1B 160 3P 063A 1SDA066805R1 | 63A 3P 18kA MCCB | ABB | MCCB | Tmax | 870 | 0.3353 | 291.711 | PC
2026-06-16 | XT1B 160 3P 080A 1SDA066806R1 | 80A 3P 18kA MCCB | ABB | MCCB | Tmax | 870 | 0.3353 | 291.711 | PC
2026-06-16 | XT1B 160 3P 100A 1SDA066807R1 | 100A 3P 18kA MCCB | ABB | MCCB | Tmax | 870 | 0.3353 | 291.711 | PC
2026-06-19 | XT1B 160 3P 125A 1SDA066808R1 | 125A 3P 18kA MCCB | ABB | MCCB | Tmax | 1259 | 0.3353 | 422.1427 | PC
2026-06-19 | XT1B 160 3P 160A 1SDA066809R1 | 160A 3P 18kA MCCB | ABB | MCCB | Tmax | 1476 | 0.3353 | 494.9028 | PC
2026-06-19 | XT1B 160 4P 016A 1SDA066810R1 | 16A 4P 18kA MCCB | ABB | MCCB | Tmax | 1216 | 0.3353 | 407.7248 | PC
2026-06-19 | XT1B 160 4P 020A 1SDA066811R1 | 20A 4P 18kA MCCB | ABB | MCCB | Tmax | 1216 | 0.3353 | 407.7248 | PC
2026-06-19 | XT1B 160 4P 025A 1SDA066812R1 | 25A 4P 18kA MCCB | ABB | MCCB | Tmax | 1216 | 0.3353 | 407.7248 | PC
2026-06-19 | XT1B 160 4P 032A 1SDA066813R1 | 32A 4P 18kA MCCB | ABB | MCCB | Tmax | 1216 | 0.3353 | 407.7248 | PC
2026-06-19 | XT1B 160 4P 040A 1SDA066814R1 | 40A 4P 18kA MCCB | ABB | MCCB | Tmax | 1216 | 0.3353 | 407.7248 | PC
2026-06-19 | XT1B 160 4P 050A 1SDA066815R1 | 50A 4P 18kA MCCB | ABB | MCCB | Tmax | 1216 | 0.3353 | 407.7248 | PC
2026-06-19 | XT1B 160 4P 063A 1SDA066816R1 | 63A 4P 18kA MCCB | ABB | MCCB | Tmax | 1216 | 0.3353 | 407.7248 | PC
2026-06-19 | XT1B 160 4P 080A 1SDA066817R1 | 80A 4P 18kA MCCB | ABB | MCCB | Tmax | 1216 | 0.3353 | 407.7248 | PC
2026-06-19 | XT1B 160 4P 100A 1SDA066818R1 | 100A 4P 18kA MCCB | ABB | MCCB | Tmax | 1216 | 0.3353 | 407.7248 | PC
2026-06-19 | XT1B 160 4P 125A 1SDA066888R1 | 125A 4P 18kA MCCB | ABB | MCCB | Tmax | 1762 | 0.3353 | 590.7986 | PC
2026-06-19 | XT1B 160 4P 160A 1SDA066821R1 | 160A 4P 18kA MCCB | ABB | MCCB | Tmax | 2066 | 0.3353 | 692.7298 | PC
2026-06-19 | XT1C 160 3P 016A 1SDA080825R1 | 16A 3P 25kA MCCB | ABB | MCCB | Tmax | 895 | 0.3353 | 300.0935 | PC
2026-06-19 | XT1C 160 3P 020A 1SDA080826R1 | 20A 3P 25kA MCCB | ABB | MCCB | Tmax | 895 | 0.3353 | 300.0935 | PC
2026-06-19 | XT1C 160 3P 025A 1SDA067391R1 | 25A 3P 25kA MCCB | ABB | MCCB | Tmax | 895 | 0.3353 | 300.0935 | PC
2026-06-19 | XT1C 160 3P 032A 1SDA067392R1 | 32A 3P 25kA MCCB | ABB | MCCB | Tmax | 895 | 0.3353 | 300.0935 | PC
2026-06-19 | XT1C 160 3P 040A 1SDA067393R1 | 40A 3P 25kA MCCB | ABB | MCCB | Tmax | 895 | 0.3353 | 300.0935 | PC
2026-06-19 | XT1C 160 3P 050A 1SDA067394R1 | 50A 3P 25kA MCCB | ABB | MCCB | Tmax | 895 | 0.3353 | 300.0935 | PC
2026-06-19 | XT1C 160 3P 063A 1SDA067395R1 | 63A 3P 25kA MCCB | ABB | MCCB | Tmax | 895 | 0.3353 | 300.0935 | PC
2026-06-19 | XT1C 160 3P 080A 1SDA067396R1 | 80A 3P 25kA MCCB | ABB | MCCB | Tmax | 895 | 0.3353 | 300.0935 | PC
2026-06-19 | XT1C 160 3P 100A 1SDA067397R1 | 100A 3P 25kA MCCB | ABB | MCCB | Tmax | 895 | 0.3353 | 300.0935 | PC
2026-06-19 | XT1C 160 3P 125A 1SDA067398R1 | 125A 3P 25kA MCCB | ABB | MCCB | Tmax | 1298 | 0.3353 | 435.2194 | PC
2026-06-19 | XT1C 160 3P 160A 1SDA067399R1 | 160A 3P 25kA MCCB | ABB | MCCB | Tmax | 1522 | 0.3353 | 510.3266 | PC
2026-06-19 | XT1C 160 4P 016A 1SDA080840R1 | 16A 4P 25kA MCCB | ABB | MCCB | Tmax | 1253 | 0.3353 | 420.1309 | PC
2026-06-19 | XT1C 160 4P 020A 1SDA080841R1 | 20A 4P 25kA MCCB | ABB | MCCB | Tmax | 1253 | 0.3353 | 420.1309 | PC
2026-06-19 | XT1C 160 4P 025A 1SDA067400R1 | 25A 4P 25kA MCCB | ABB | MCCB | Tmax | 1253 | 0.3353 | 420.1309 | PC
2026-06-19 | XT1C 160 4P 032A 1SDA067401R1 | 32A 4P 25kA MCCB | ABB | MCCB | Tmax | 1253 | 0.3353 | 420.1309 | PC
2026-06-19 | XT1C 160 4P 040A 1SDA067402R1 | 40A 4P 25kA MCCB | ABB | MCCB | Tmax | 1253 | 0.3353 | 420.1309 | PC
2026-06-19 | XT1C 160 4P 050A 1SDA067403R1 | 50A 4P 25kA MCCB | ABB | MCCB | Tmax | 1253 | 0.3353 | 420.1309 | PC
2026-06-19 | XT1C 160 4P 063A 1SDA067404R1 | 63A 4P 25kA MCCB | ABB | MCCB | Tmax | 1253 | 0.3353 | 420.1309 | PC
2026-06-19 | XT1C 160 4P 080A 1SDA067405R1 | 80A 4P 25kA MCCB | ABB | MCCB | Tmax | 1253 | 0.3353 | 420.1309 | PC
2026-06-19 | XT1C 160 4P 100A 1SDA067406R1 | 100A 4P 25kA MCCB | ABB | MCCB | Tmax | 1253 | 0.3353 | 420.1309 | PC
2026-06-19 | XT1C 160 4P 125A 1SDA067409R1 | 125A 4P 25kA MCCB | ABB | MCCB | Tmax | 1817 | 0.3353 | 609.2401 | PC
2026-06-19 | XT1C 160 4P 160A 1SDA067410R1 | 160A 4P 25kA MCCB | ABB | MCCB | Tmax | 2129 | 0.3353 | 713.8537 | PC
2026-06-19 | XT1N 160 3P 016A 1SDA080827R1 | 16A 3P 36kA MCCB | ABB | MCCB | Tmax | 1090 | 0.3353 | 365.477 | PC
2026-06-19 | XT1N 160 3P 020A 1SDA080828R1 | 20A 3P 36kA MCCB | ABB | MCCB | Tmax | 1090 | 0.3353 | 365.477 | PC
2026-06-19 | XT1N 160 3P 025A 1SDA080829R1 | 25A 3P 36kA MCCB | ABB | MCCB | Tmax | 1090 | 0.3353 | 365.477 | PC
2026-06-19 | XT1N 160 3P 032A 1SDA067411R1 | 32A 3P 36kA MCCB | ABB | MCCB | Tmax | 1090 | 0.3353 | 365.477 | PC
2026-06-19 | XT1N 160 3P 040A 1SDA067412R1 | 40A 3P 36kA MCCB | ABB | MCCB | Tmax | 1090 | 0.3353 | 365.477 | PC
2026-06-19 | XT1N 160 3P 050A 1SDA067413R1 | 50A 3P 36kA MCCB | ABB | MCCB | Tmax | 1090 | 0.3353 | 365.477 | PC
2026-06-19 | XT1N 160 3P 063A 1SDA067414R1 | 63A 3P 36kA MCCB | ABB | MCCB | Tmax | 1090 | 0.3353 | 365.477 | PC
2026-06-19 | XT1N 160 3P 080A 1SDA067415R1 | 80A 3P 36kA MCCB | ABB | MCCB | Tmax | 1090 | 0.3353 | 365.477 | PC
2026-06-19 | XT1N 160 3P 100A 1SDA067416R1 | 100A 3P 36kA MCCB | ABB | MCCB | Tmax | 1090 | 0.3353 | 365.477 | PC
2026-06-19 | XT1N 160 3P 125A 1SDA067417R1 | 125A 3P 36kA MCCB | ABB | MCCB | Tmax | 1581 | 0.3353 | 530.1093 | PC
2026-06-19 | XT1N 160 3P 160A 1SDA067418R1 | 160A 3P 36kA MCCB | ABB | MCCB | Tmax | 1854 | 0.3353 | 621.6462 | PC
2026-06-19 | XT1N 160 4P 016A 1SDA080842R1 | 16A 4P 36kA MCCB | ABB | MCCB | Tmax | 1526 | 0.3353 | 511.6678 | PC
2026-06-19 | XT1N 160 4P 020A 1SDA080843R1 | 20A 4P 36kA MCCB | ABB | MCCB | Tmax | 1526 | 0.3353 | 511.6678 | PC
2026-06-19 | XT1N 160 4P 025A 1SDA080844R1 | 25A 4P 36kA MCCB | ABB | MCCB | Tmax | 1526 | 0.3353 | 511.6678 | PC
2026-06-19 | XT1N 160 4P 032A 1SDA067419R1 | 32A 4P 36kA MCCB | ABB | MCCB | Tmax | 1526 | 0.3353 | 511.6678 | PC
2026-06-19 | XT1N 160 4P 040A 1SDA067420R1 | 40A 4P 36kA MCCB | ABB | MCCB | Tmax | 1526 | 0.3353 | 511.6678 | PC
2026-06-19 | XT1N 160 4P 050A 1SDA067421R1 | 50A 4P 36kA MCCB | ABB | MCCB | Tmax | 1526 | 0.3353 | 511.6678 | PC
2026-06-19 | XT1N 160 4P 063A 1SDA067422R1 | 63A 4P 36kA MCCB | ABB | MCCB | Tmax | 1526 | 0.3353 | 511.6678 | PC
2026-06-19 | XT1N 160 4P 080A 1SDA067423R1 | 80A 4P 36kA MCCB | ABB | MCCB | Tmax | 1526 | 0.3353 | 511.6678 | PC
2026-06-19 | XT1N 160 4P 100A 1SDA067424R1 | 100A 4P 36kA MCCB | ABB | MCCB | Tmax | 1526 | 0.3353 | 511.6678 | PC
2026-06-19 | XT1N 160 4P 125A 1SDA067427R1 | 125A 4P 36kA MCCB | ABB | MCCB | Tmax | 2213 | 0.3353 | 742.0189 | PC
2026-06-19 | XT1N 160 4P 160A 1SDA067428R1 | 160A 4P 36kA MCCB | ABB | MCCB | Tmax | 2595 | 0.3353 | 870.1035 | PC
2026-06-16 | XT2H 160 3P 016A 1SDA067594R1 | 16A 3P 70kA MCCB | ABB | MCCB | Tmax | 1781 | 0.3353 | 597.1693 | PC
2026-06-16 | XT2H 160 3P 020A 1SDA067595R1 | 20A 3P 70kA MCCB | ABB | MCCB | Tmax | 1781 | 0.3353 | 597.1693 | PC
2026-06-16 | XT2H 160 3P 025A 1SDA067596R1 | 25A 3P 70kA MCCB | ABB | MCCB | Tmax | 1781 | 0.3353 | 597.1693 | PC
2026-06-16 | XT2H 160 3P 032A 1SDA067597R1 | 32A 3P 70kA MCCB | ABB | MCCB | Tmax | 1781 | 0.3353 | 597.1693 | PC
2026-06-16 | XT2H 160 3P 040A 1SDA067598R1 | 40A 3P 70kA MCCB | ABB | MCCB | Tmax | 1781 | 0.3353 | 597.1693 | PC
2026-06-16 | XT2H 160 3P 050A 1SDA067599R1 | 50A 3P 70kA MCCB | ABB | MCCB | Tmax | 1781 | 0.3353 | 597.1693 | PC
2026-06-16 | XT2H 160 3P 063A 1SDA067600R1 | 63A 3P 70kA MCCB | ABB | MCCB | Tmax | 1781 | 0.3353 | 597.1693 | PC
2026-06-16 | XT2H 160 3P 080A 1SDA067601R1 | 80A 3P 70kA MCCB | ABB | MCCB | Tmax | 1781 | 0.3353 | 597.1693 | PC
2026-06-16 | XT2H 160 3P 100A 1SDA067602R1 | 100A 3P 70kA MCCB | ABB | MCCB | Tmax | 1781 | 0.3353 | 597.1693 | PC
2026-06-16 | XT2H 160 3P 125A 1SDA067603R1 | 125A 3P 70kA MCCB | ABB | MCCB | Tmax | 1939 | 0.3353 | 650.1467 | PC
2026-06-16 | XT2H 160 3P 160A 1SDA067604R1 | 160A 3P 70kA MCCB | ABB | MCCB | Tmax | 1945 | 0.3353 | 652.1585 | PC
2026-06-16 | XT2H 160 4P 016A 1SDA067615R1 | 16A 4P 70kA MCCB | ABB | MCCB | Tmax | 2492 | 0.3353 | 835.5676 | PC
2026-06-16 | XT2H 160 4P 020A 1SDA067616R1 | 20A 4P 70kA MCCB | ABB | MCCB | Tmax | 2492 | 0.3353 | 835.5676 | PC
2026-06-16 | XT2H 160 4P 025A 1SDA067617R1 | 25A 4P 70kA MCCB | ABB | MCCB | Tmax | 2492 | 0.3353 | 835.5676 | PC
2026-06-16 | XT2H 160 4P 032A 1SDA067618R1 | 32A 4P 70kA MCCB | ABB | MCCB | Tmax | 2492 | 0.3353 | 835.5676 | PC
2026-06-16 | XT2H 160 4P 040A 1SDA067619R1 | 40A 4P 70kA MCCB | ABB | MCCB | Tmax | 2492 | 0.3353 | 835.5676 | PC
2026-06-16 | XT2H 160 4P 050A 1SDA067620R1 | 50A 4P 70kA MCCB | ABB | MCCB | Tmax | 2492 | 0.3353 | 835.5676 | PC
2026-06-16 | XT2H 160 4P 063A 1SDA067621R1 | 63A 4P 70kA MCCB | ABB | MCCB | Tmax | 2492 | 0.3353 | 835.5676 | PC
2026-06-16 | XT2H 160 4P 080A 1SDA067622R1 | 80A 4P 70kA MCCB | ABB | MCCB | Tmax | 2492 | 0.3353 | 835.5676 | PC
2026-06-16 | XT2H 160 4P 100A 1SDA067623R1 | 100A 4P 70kA MCCB | ABB | MCCB | Tmax | 2492 | 0.3353 | 835.5676 | PC
2026-06-16 | XT2H 160 4P 125A 1SDA067626R1 | 125A 4P 70kA MCCB | ABB | MCCB | Tmax | 2715 | 0.3353 | 910.3395 | PC
2026-06-16 | XT2H 160 4P 160A 1SDA067627R1 | 160A 4P 70kA MCCB | ABB | MCCB | Tmax | 2723 | 0.3353 | 913.0219 | PC
2026-06-16 | XT2S 160 3P 016A 1SDA067550R1 | 16A 3P 50kA MCCB | ABB | MCCB | Tmax | 1465 | 0.3353 | 491.2145 | PC
2026-06-16 | XT2S 160 3P 020A 1SDA067551R1 | 20A 3P 50kA MCCB | ABB | MCCB | Tmax | 1465 | 0.3353 | 491.2145 | PC
2026-06-16 | XT2S 160 3P 025A 1SDA067552R1 | 25A 3P 50kA MCCB | ABB | MCCB | Tmax | 1465 | 0.3353 | 491.2145 | PC
2026-06-16 | XT2S 160 3P 032A 1SDA067553R1 | 32A 3P 50kA MCCB | ABB | MCCB | Tmax | 1465 | 0.3353 | 491.2145 | PC
2026-06-16 | XT2S 160 3P 040A 1SDA067554R1 | 40A 3P 50kA MCCB | ABB | MCCB | Tmax | 1465 | 0.3353 | 491.2145 | PC
2026-06-16 | XT2S 160 3P 050A 1SDA067555R1 | 50A 3P 50kA MCCB | ABB | MCCB | Tmax | 1465 | 0.3353 | 491.2145 | PC
2026-06-16 | XT2S 160 3P 063A 1SDA067556R1 | 63A 3P 50kA MCCB | ABB | MCCB | Tmax | 1465 | 0.3353 | 491.2145 | PC
2026-06-16 | XT2S 160 3P 080A 1SDA067557R1 | 80A 3P 50kA MCCB | ABB | MCCB | Tmax | 1465 | 0.3353 | 491.2145 | PC
2026-06-16 | XT2S 160 3P 100A 1SDA067558R1 | 100A 3P 50kA MCCB | ABB | MCCB | Tmax | 1465 | 0.3353 | 491.2145 | PC
2026-06-16 | XT2S 160 3P 125A 1SDA067559R1 | 125A 3P 50kA MCCB | ABB | MCCB | Tmax | 2029 | 0.3353 | 680.3237 | PC
2026-06-16 | XT2S 160 3P 160A 1SDA067560R1 | 160A 3P 50kA MCCB | ABB | MCCB | Tmax | 2029 | 0.3353 | 680.3237 | PC
2026-06-16 | XT2S 160 4P 016A 1SDA067571R1 | 16A 4P 50kA MCCB | ABB | MCCB | Tmax | 2050 | 0.3353 | 687.365 | PC
2026-06-16 | XT2S 160 4P 020A 1SDA067572R1 | 20A 4P 50kA MCCB | ABB | MCCB | Tmax | 2050 | 0.3353 | 687.365 | PC
2026-06-16 | XT2S 160 4P 025A 1SDA067573R1 | 25A 4P 50kA MCCB | ABB | MCCB | Tmax | 2050 | 0.3353 | 687.365 | PC
2026-06-16 | XT2S 160 4P 032A 1SDA067574R1 | 32A 4P 50kA MCCB | ABB | MCCB | Tmax | 2050 | 0.3353 | 687.365 | PC
2026-06-16 | XT2S 160 4P 040A 1SDA067575R1 | 40A 4P 50kA MCCB | ABB | MCCB | Tmax | 2050 | 0.3353 | 687.365 | PC
2026-06-16 | XT2S 160 4P 050A 1SDA067576R1 | 50A 4P 50kA MCCB | ABB | MCCB | Tmax | 2050 | 0.3353 | 687.365 | PC
2026-06-16 | XT2S 160 4P 063A 1SDA067577R1 | 63A 4P 50kA MCCB | ABB | MCCB | Tmax | 2050 | 0.3353 | 687.365 | PC
2026-06-16 | XT2S 160 4P 080A 1SDA067578R1 | 80A 4P 50kA MCCB | ABB | MCCB | Tmax | 2050 | 0.3353 | 687.365 | PC
2026-06-16 | XT2S 160 4P 100A 1SDA067579R1 | 100A 4P 50kA MCCB | ABB | MCCB | Tmax | 2050 | 0.3353 | 687.365 | PC
2026-06-16 | XT2S 160 4P 125A 1SDA067582R1 | 125A 4P 50kA MCCB | ABB | MCCB | Tmax | 2840 | 0.3353 | 952.252 | PC
2026-06-16 | XT2S 160 4P 160A 1SDA067583R1 | 160A 4P 50kA MCCB | ABB | MCCB | Tmax | 2840 | 0.3353 | 952.252 | PC
2026-06-16 | XT4H 250 3P 200A 1SDA068343R1 | 200A 3P 70kA MCCB | ABB | MCCB | Tmax | 3075 | 0.3353 | 1031.0475 | PC
2026-06-16 | XT4H 250 3P 250A 1SDA068345R1 | 250A 3P 70kA MCCB | ABB | MCCB | Tmax | 3075 | 0.3353 | 1031.0475 | PC
2026-06-18 | XT4H 250 4P 200A 1SDA068362R1 | 200A 4P 70kA MCCB | ABB | MCCB | Tmax | 5179 | 0.3353 | 1736.5187 | PC
2026-06-18 | XT4H 250 4P 250A 1SDA068364R1 | 250A 4P 70kA MCCB | ABB | MCCB | Tmax | 5179 | 0.3353 | 1736.5187 | PC
2026-06-18 | XT4N 250 3P 200A 1SDA068090R1 | 200A 3P 36kA MCCB | ABB | MCCB | Tmax | 2780 | 0.3353 | 932.134 | PC
2026-06-18 | XT4N 250 3P 250A 1SDA068092R1 | 250A 3P 36kA MCCB | ABB | MCCB | Tmax | 2780 | 0.3353 | 932.134 | PC
2026-06-18 | XT4N 250 4P 200A 1SDA068109R1 | 200A 4P 36kA MCCB | ABB | MCCB | Tmax | 3891 | 0.3353 | 1304.6523 | PC
2026-06-18 | XT4N 250 4P 250A 1SDA068111R1 | 250A 4P 36kA MCCB | ABB | MCCB | Tmax | 3891 | 0.3353 | 1304.6523 | PC
2026-06-18 | XT4S 250 3P 200A 1SDA068310R1 | 200A 3P 50kA MCCB | ABB | MCCB | Tmax | 3075 | 0.3353 | 1031.0475 | PC
2026-06-18 | XT4S 250 3P 250A 1SDA068312R1 | 250A 3P 50kA MCCB | ABB | MCCB | Tmax | 3075 | 0.3353 | 1031.0475 | PC
2026-06-18 | XT4S 250 4P 200A 1SDA068329R1 | 200A 4P 50kA MCCB | ABB | MCCB | Tmax | 4304 | 0.3353 | 1443.1312 | PC
2026-06-18 | XT4S 250 4P 250A 1SDA068331R1 | 250A 4P 50kA MCCB | ABB | MCCB | Tmax | 4304 | 0.3353 | 1443.1312 | PC
2026-06-18 | XT5H 400 3P 320A 1SDA100489R1 | 320A 3P 70kA MCCB | ABB | MCCB | Tmax | 4909 | 0.3353 | 1645.9877 | PC
2026-06-18 | XT5H 400 3P 400A 1SDA100490R1 | 400A 3P 70kA MCCB | ABB | MCCB | Tmax | 4909 | 0.3353 | 1645.9877 | PC
2026-06-18 | XT5H 400 4P 320A 1SDA100527R1 | 320A 4P 70kA MCCB | ABB | MCCB | Tmax | 6871 | 0.3353 | 2303.8463 | PC
2026-06-18 | XT5H 400 4P 400A 1SDA100528R1 | 400A 4P 70kA MCCB | ABB | MCCB | Tmax | 6871 | 0.3353 | 2303.8463 | PC
2026-06-18 | XT5H 630 3P 500A 1SDA100486R1 | 500A 3P 70kA MCCB | ABB | MCCB | Tmax | 7862 | 0.3353 | 2636.1286 | PC
2026-06-18 | XT5H 630 3P 630A 1SDA100491R1 | 630A 3P 70kA MCCB | ABB | MCCB | Tmax | 7926 | 0.3353 | 2657.5878 | PC
2026-06-18 | XT5H 630 4P 500A 1SDA100523R1 | 500A 4P 70kA MCCB | ABB | MCCB | Tmax | 11006 | 0.3353 | 3690.3118 | PC
2026-06-18 | XT5H 630 4P 630A 1SDA100529R1 | 630A 4P 70kA MCCB | ABB | MCCB | Tmax | 11097 | 0.3353 | 3720.8241 | PC
2026-06-18 | XT5N 400 3P 320A 1SDA100353R1 | 320A 3P 36kA MCCB | ABB | MCCB | Tmax | 4209 | 0.3353 | 1411.2777 | PC
2026-06-18 | XT5N 400 3P 400A 1SDA100354R1 | 400A 3P 36kA MCCB | ABB | MCCB | Tmax | 4209 | 0.3353 | 1411.2777 | PC
2026-06-18 | XT5N 400 4P 320A 1SDA100395R1 | 320A 4P 36kA MCCB | ABB | MCCB | Tmax | 5891 | 0.3353 | 1975.2523 | PC
2026-06-18 | XT5N 400 4P 400A 1SDA100396R1 | 400A 4P 36kA MCCB | ABB | MCCB | Tmax | 5891 | 0.3353 | 1975.2523 | PC
2026-06-18 | XT5N 630 3P 500A 1SDA100346R1 | 500A 3P 36kA MCCB | ABB | MCCB | Tmax | 6218 | 0.3353 | 2084.8954 | PC
2026-06-18 | XT5N 630 3P 630A 1SDA100355R1 | 630A 3P 36kA MCCB | ABB | MCCB | Tmax | 6282 | 0.3353 | 2106.3546 | PC
2026-06-18 | XT5N 630 4P 500A 1SDA100387R1 | 500A 4P 36kA MCCB | ABB | MCCB | Tmax | 8705 | 0.3353 | 2918.7865 | PC
2026-06-18 | XT5N 630 4P 630A 1SDA100397R1 | 630A 4P 36kA MCCB | ABB | MCCB | Tmax | 8793 | 0.3353 | 2948.2929 | PC
2026-06-18 | XT5S 400 3P 320A 1SDA100423R1 | 320A 3P 50kA MCCB | ABB | MCCB | Tmax | 4569 | 0.3353 | 1531.9857 | PC
2026-06-18 | XT5S 400 3P 400A 1SDA100424R1 | 400A 3P 50kA MCCB | ABB | MCCB | Tmax | 4569 | 0.3353 | 1531.9857 | PC
2025-06-23 | XT5S 400 4P 320A 1SDA100465R1 | 320A 4P 50kA MCCB | ABB | MCCB | Tmax | 6395 | 0.3353 | 2144.2435 | PC
2026-06-18 | XT5S 400 4P 400A 1SDA100466R1 | 400A 4P 50kA MCCB | ABB | MCCB | Tmax | 6395 | 0.3353 | 2144.2435 | PC
2025-06-23 | XT5S 630 3P 500A 1SDA100416R1 | 500A 3P 50kA MCCB | ABB | MCCB | Tmax | 6915 | 0.3353 | 2318.5995 | PC
2026-06-18 | XT5S 630 3P 630A 1SDA100425R1 | 630A 3P 50kA MCCB | ABB | MCCB | Tmax | 6979 | 0.3353 | 2340.0587 | PC
2026-06-18 | XT5S 630 4P 500A 1SDA100457R1 | 500A 4P 50kA MCCB | ABB | MCCB | Tmax | 9679 | 0.3353 | 3245.3687 | PC
2026-06-18 | XT5S 630 4P 630A 1SDA100467R1 | 630A 4P 50kA MCCB | ABB | MCCB | Tmax | 9769 | 0.3353 | 3275.5457 | PC
2026-06-18 | XT6H 1000 3P 1000A 1SDA100764R1 | 1000A 3P 70kA MCCB | ABB | MCCB | Tmax | 15284 | 0.3353 | 5124.7252 | PC
2026-06-18 | XT6H 1000 4P 1000A 1SDA100777R1 | 1000A 4P 70kA MCCB | ABB | MCCB | Tmax | 27643 | 0.3353 | 9268.6979 | PC
2026-06-18 | XT6H 800 3P 800A 1SDA100763R1 | 800A 3P 70kA MCCB | ABB | MCCB | Tmax | 11396 | 0.3353 | 3821.0788 | PC
2026-06-18 | XT6H 800 4P 800A 1SDA100776R1 | 800A 4P 70kA MCCB | ABB | MCCB | Tmax | 15953 | 0.3353 | 5349.0409 | PC
2026-06-18 | XT6N 800 3P 800A 1SDA100719R1 | 800A 3P 36kA MCCB | ABB | MCCB | Tmax | 8946 | 0.3353 | 2999.5938 | PC
2026-06-18 | XT6N 800 4P 800A 1SDA100732R1 | 800A 4P 36kA MCCB | ABB | MCCB | Tmax | 12524 | 0.3353 | 4199.2972 | PC
2026-06-18 | XT6S 1000 3P 1000A 1SDA100742R1 | 1000A 3P 50kA MCCB | ABB | MCCB | Tmax | 12232 | 0.3353 | 4101.3896 | PC
2026-06-18 | XT6S 1000 4P 1000A 1SDA100755R1 | 1000A 4P 50kA MCCB | ABB | MCCB | Tmax | 23370 | 0.3353 | 7835.961 | PC
2026-06-16 | XT6S 800 3P 800A 1SDA100741R1 | 800A 3P 50kA MCCB | ABB | MCCB | Tmax | 9442 | 0.3353 | 3165.9026 | PC
2026-06-16 | XT6S 800 4P 800A 1SDA100754R1 | 800A 4P 50kA MCCB | ABB | MCCB | Tmax | 13220 | 0.3353 | 4432.666 | PC
2026-06-16 | XT7H 1250 3P 1250A 1SDA100892R1 | 1250A 3P 70kA MCCB | ABB | MCCB | Tmax | 20028 | 0.3353 | 6715.3884 | PC
2026-06-16 | XT7H 1250 4P 1250A 1SDA101172R1 | 1250A 4P 70kA MCCB | ABB | MCCB | Tmax | 28039 | 0.3353 | 9401.4767 | PC
2026-06-16 | XT7H 1600 3P 1600A 1SDA100893R1 | 1600A 3P 70kA MCCB | ABB | MCCB | Tmax | 24820 | 0.3353 | 8322.146 | PC
2026-06-16 | XT7H 1600 4P 1600A 1SDA101173R1 | 1600A 4P 70kA MCCB | ABB | MCCB | Tmax | 34747 | 0.3353 | 11650.6691 | PC
2026-06-16 | XT7S 1250 3P 1250A 1SDA100828R1 | 1250A 3P 50kA MCCB | ABB | MCCB | Tmax | 17918 | 0.3353 | 6007.9054 | PC
2026-06-16 | XT7S 1250 4P 1250A 1SDA101116R1 | 1250A 4P 50kA MCCB | ABB | MCCB | Tmax | 25084 | 0.3353 | 8410.6652 | PC
2026-06-16 | XT7S 1600 3P 1600A 1SDA100829R1 | 1600A 3P 50kA MCCB | ABB | MCCB | Tmax | 22333 | 0.3353 | 7488.2549 | PC
2026-06-16 | XT7S 1600 4P 1600A 1SDA101117R1 | 1600A 4P 50kA MCCB | ABB | MCCB | Tmax | 31266 | 0.3353 | 10483.4898 | PC
2026-03-25 | ZB4BVM1 | PILOT LAMP, 230…240VAC, WHITE | SCHNEIDER | I/l | none | 81.9 | 0.27677 | 22.6678 | PC
2026-03-25 | ZB4BVM3 | PILOT LAMP, 230…240VAC, GREEN | SCHNEIDER | I/l | none | 79.5 | 0.27677 | 22.0036 | PC
2026-03-25 | ZB4BVM4 | PILOT LAMP, 230…240VAC, RED | SCHNEIDER | I/l | none | 79.5 | 0.27677 | 22.0036 | pc
2026-03-25 | ZB4BVM5 | PILOT LAMP, 230…240VAC, ORANGE | SCHNEIDER | I/l | none | 79.5 | 0.27677 | 22.0036 | PC
2026-03-25 | ZB4BVM6 | PILOT LAMP, 230…240VAC, BLUE | SCHNEIDER | I/l | none | 79.5 | 0.27677 | 22.0036 | PC
2026-07-10 | BLRCS250A300B52 | CAPACITOR BANK 25/30kvar - 525V - 50/60Hz | SCHNEIDER | Cap. Bank | EASYCAN | 914 | 0.3969 | 362.7666 | PC